## Sheet1
Row Labels | Sum of Total Cost | Sum of FV
Basudevpur | 22656448.4 | 14627240.2
Chaitanyapur | 47486143.73 | 32866504.065
Geonkhali | 7018154.01 | 5076825.81
Hatiberia | 606706.395 | 296936.195
Grand Total | 77767452.535 | 52867506.27

## Working
|  | 1990 |  |  | https://megphed.gov.in/rate/part-V.pdf
[11 empty] | 77767452.535 | 52867506.27
S. No. | CODE Name | Location-1 | Location-2 | Tab Name | DIMENSION(DIA MM X LENGTH MTR) | DESCRIPTION | MATERIAL COMPOSITION | LOCATION | QTY | Type | Total Cost | FV | Comments | RKA Comment
1 | CP/E/183-249 | CHAITANYAPUR PUMPING STATION( NEAR STORE AREA) | Chaitanyapur | Usable Material List/ SERVICEABLE MATERIAL | ф1100 x 3.9 | PIPE | Cast Iron | NEAR HOUSING COMPLEX | 67 | pipe | 2673804.51 | 2673804.51 | Rate/cost should be as per scrap material | Only Weightage/Scrap Value is considered
2 | CM/S2/1-9 | CHAITANYAPUR STORE NO. 2A(USABLE MATERIAL) | Chaitanyapur | Usable Material List/ SERVICEABLE MATERIAL | 110KV | 3PH IM |  | STORE 2A | 9 | Mech | 3222000 | 1288800
3 | CP/F/143-199 | CHAITANYAPUR PUMPING STATION | Chaitanyapur | UNSERVICEABLE/Unusable MATERIAL | ф600*5.5 | PIPE | CAST IRON | BESIDE HOUSING COMPLEX | 57 | pipe | 2219580 | 2219580 | Rate/cost should be as per scrap material | Only Weightage/Scrap Value is considered
4 | GP/A/1-36 | GEONKHALI OLD 25 MGD WTP | Geonkhali | Usable Material List/ SERVICEABLE MATERIAL | ф750mm x 6 | PIPE | Cast Iron | Beside Substation | 36 | pipe | 2210263.2 | 2210263.2 | Rate/cost should be as per scrap material | Only Weightage/Scrap Value is considered
5 | BP/A/4-59 | BASUDEVPUR PUMPING STATION | Basudevpur | Usable Material List/ SERVICEABLE MATERIAL | ф600*5.5 | PIPE | DI | FRONT AREA | 56 | pipe | 2180640 | 2180640 | ok
6 | CP/F/313-362 | CHAITANYAPUR PUMPING STATION( NEAR STORE AREA) | Chaitanyapur | Usable Material List/ SERVICEABLE MATERIAL | ф600X5.5 | PIPE | Cast Iron | NEAR HOUSING COMPLEX | 50 | pipe | 1947000 | 1947000 | Rate/cost should be as per scrap material | Only Weightage/Scrap Value is considered
7 | CP/F/200-258 | CHAITANYAPUR PUMPING STATION | Chaitanyapur | UNSERVICEABLE/Unusable MATERIAL | ф500*5.5 | PIPE | CAST IRON | BESIDE HOUSING COMPLEX | 59 | pipe | 1723971.15 | 1723971.15 | Rate/cost should be as per scrap material | Only Weightage/Scrap Value is considered
8 | CP/D/21-50 | CHAITANYAPUR PUMPING STATION | Chaitanyapur | UNSERVICEABLE/Unusable MATERIAL | ф750*5.5 | PIPE | CAST IRON | BESIDE HOUSING COMPLEX | 30 | pipe | 1688395.5 | 1688395.5 | Rate/cost should be as per scrap material | Only Weightage/Scrap Value is considered
9 | CP/F/363-412 | CHAITANYAPUR PUMPING STATION( NEAR STORE AREA) | Chaitanyapur | Usable Material List/ SERVICEABLE MATERIAL | ф500X5.5 | PIPE | Cast Iron | NEAR HOUSING COMPLEX | 50 | pipe | 1460992.5 | 1460992.5 | Rate/cost should be as per scrap material | Only Weightage/Scrap Value is considered
10 | BP/C/107-162 | BASHUDEBPUR PUMPING STATION | Basudevpur | UNSERVICEABLE/Unusable MATERIAL | ф500*4.3 | PIPE | DUCTILE IRON | FRONT AREA | 56 | pipe | 1279298.16 | 1279298.16 | ok
11 | CP/F/103-142 | CHAITANYAPUR PUMPING STATION | Chaitanyapur | UNSERVICEABLE/Unusable MATERIAL | ф500*5.5 | PIPE | CAST IRON | BESIDE HOUSING COMPLEX | 40 | pipe | 1168794 | 1168794 | Rate/cost should be as per scrap material | Only Weightage/Scrap Value is considered
12 | BP/A/36-62 | BASHUDEBPUR PUMPING STATION | Basudevpur | UNSERVICEABLE/Unusable MATERIAL | ф600*5.5 | PIPE | CAST IRON | FRONT AREA | 27 | pipe | 1051380 | 1051380 | Rate/cost should be as per scrap material | Only Weightage/Scrap Value is considered
13 | CP/B/22-39 | CHAITANYAPUR PUMPING STATION( NEAR STORE AREA) | Chaitanyapur | Usable Material List/ SERVICEABLE MATERIAL | ф900 x 5.5 | PIPE | DI | BESIDE SECURITY HOUSE | 18 | pipe | 1013037.3 | 1013037.3 | ok
14 | BP/B/317-377 | BASUDEVPUR PUMPING STATION | Basudevpur | Usable Material List/ SERVICEABLE MATERIAL | ф450*3.5 | PIPE | DI | NEAR PUMP HOUSE | 61 | pipe | 968884.35 | 968884.35 | ok
15 | CP/F/428-460 | CHAITANYAPUR PUMPING STATION( NEAR STORE AREA) | Chaitanyapur | Usable Material List/ SERVICEABLE MATERIAL | ф500X5.5 | PIPE | Cast Iron | NEAR HOUSING COMPLEX | 33 | pipe | 964255.05 | 964255.05 | Rate/cost should be as per scrap material | Only Weightage/Scrap Value is considered
16 | CP/D/51-73 | CHAITANYAPUR PUMPING STATION | Chaitanyapur | UNSERVICEABLE/Unusable MATERIAL | ф600*5.5 | PIPE | CAST IRON | BESIDE HOUSING COMPLEX | 23 | pipe | 895620 | 895620 | Rate/cost should be as per scrap material | Only Weightage/Scrap Value is considered
17 | CP/D/1-20 | CHAITANYAPUR PUMPING STATION | Chaitanyapur | UNSERVICEABLE/Unusable MATERIAL | ф600*5.5 | PIPE | CAST IRON | BESIDE HOUSING COMPLEX | 20 | pipe | 778800 | 778800 | Rate/cost should be as per scrap material | Only Weightage/Scrap Value is considered
18 | GP/A/39-51 | GEONKHALI OLD 25 MGD WTP | Geonkhali | Usable Material List/ SERVICEABLE MATERIAL | ф1000mm x 5.5 | PIPE | MS | Beside Substation | 13 | pipe | 731638.05 | 731638.05 | ok
19 | BE 118 | BASHUDEBPUR STORE NO. 2(USABLE MATERIAL) | Basudevpur | Usable Material List/ SERVICEABLE MATERIAL | 215HP | MOTOR |  | STORE 2 | 1 | ele | 900000 | 360000
20 | CP/F/269-301 | CHAITANYAPUR PUMPING STATION | Chaitanyapur | UNSERVICEABLE/Unusable MATERIAL | ф500*5.5 | PIPE | CAST IRON | BESIDE HOUSING COMPLEX | 23 | pipe | 672056.55 | 672056.55 | Rate/cost should be as per scrap material | Only Weightage/Scrap Value is considered
21 | GP/A/52 -64 | GEONKHALI OLD 25 MGD WTP | Geonkhali | Usable Material List/ SERVICEABLE MATERIAL | ф1100mm x 5mt approx | PIPE | MS | Beside Substation | 13 | pipe | 665125.5 | 665125.5 | ok
22 | CP/D/132-147 | CHAITANYAPUR PUMPING STATION( NEAR STORE AREA) | Chaitanyapur | Usable Material List/ SERVICEABLE MATERIAL | ф600 x 5.5 | PIPE | Cast Iron | NEAR IOC PUMP HOUSE | 16 | pipe | 623040 | 623040 | Rate/cost should be as per scrap material | Only Weightage/Scrap Value is considered
23 | CP/E/87-102 | CHAITANYAPUR PUMPING STATION | Chaitanyapur | UNSERVICEABLE/Unusable MATERIAL | ф600*5.5 | PIPE | CAST IRON | BESIDE HOUSING COMPLEX | 16 | pipe | 623040 | 623040 | Rate/cost should be as per scrap material | Only Weightage/Scrap Value is considered
24 | CP/D/158-172 | CHAITANYAPUR PUMPING STATION( NEAR STORE AREA) | Chaitanyapur | Usable Material List/ SERVICEABLE MATERIAL | ф600 x 5.5 | PIPE | Cast Iron | NEAR IOC PUMP HOUSE | 15 | pipe | 584100 | 584100 | Rate/cost should be as per scrap material | Only Weightage/Scrap Value is considered
25 | CP/E/280-294 | CHAITANYAPUR PUMPING STATION( NEAR STORE AREA) | Chaitanyapur | Usable Material List/ SERVICEABLE MATERIAL | ф600 x 5.5 | PIPE | Cast Iron | NEAR HOUSING COMPLEX | 15 | pipe | 584100 | 584100 | Rate/cost should be as per scrap material | Only Weightage/Scrap Value is considered
26 | CP/B/45-54 | CHAITANYAPUR PUMPING STATION( NEAR STORE AREA) | Chaitanyapur | Usable Material List/ SERVICEABLE MATERIAL | ф900 x 5.5 | PIPE | DI | BESIDE SECURITY HOUSE | 10 | pipe | 562798.5 | 562798.5 | ok
27 | CP/D/148-157 | CHAITANYAPUR PUMPING STATION( NEAR STORE AREA) | Chaitanyapur | Usable Material List/ SERVICEABLE MATERIAL | ф750 x 5.5 | PIPE | Cast Iron | NEAR IOC PUMP HOUSE | 10 | pipe | 562798.5 | 562798.5 | Rate/cost should be as per scrap material | Only Weightage/Scrap Value is considered
28 | CP/E/173-182 | CHAITANYAPUR PUMPING STATION( NEAR STORE AREA) | Chaitanyapur | Usable Material List/ SERVICEABLE MATERIAL | ф750 x 5.5 | PIPE | DI | NEAR HOUSING COMPLEX | 10 | pipe | 562798.5 | 562798.5 | ok
29 | CP/E/74-83 | CHAITANYAPUR PUMPING STATION | Chaitanyapur | UNSERVICEABLE/Unusable MATERIAL | ф750*5.5 | PIPE | CAST IRON | BESIDE HOUSING COMPLEX | 10 | pipe | 562798.5 | 562798.5 | Rate/cost should be as per scrap material | Only Weightage/Scrap Value is considered
30 | BP/A/233-251 | BASUDEVPUR PUMPING STATION | Basudevpur | Usable Material List/ SERVICEABLE MATERIAL | ф500*5.5 | PIPE | Cast Iron | FRONT AREA | 19 | pipe | 555177.15 | 555177.15 | Rate/cost should be as per scrap material | Only Weightage/Scrap Value is considered
31 | CP/G/466-476 | CHAITANYAPUR PUMPING STATION( NEAR STORE AREA) | Chaitanyapur | Usable Material List/ SERVICEABLE MATERIAL | ф700X5.5 | PIPE | DI | NEAR HOUSING COMPLEX | 11 | pipe | 552758.25 | 552758.25 | ok
32 | CP/H/366-391 | CHAITANYAPUR PUMPING STATION(NEAR STORE AREA) | Chaitanyapur | Usable Material List/ SERVICEABLE MATERIAL | ф900*2 | PIPE | DI | STORE AREA | 26 | pipe | 532100.4 | 532100.4 | Rate/cost should be as per scrap material | Only Weightage/Scrap Value is considered
33 | BE 93 | BASHUDEBPUR STORE NO. 2(USABLE MATERIAL) | Basudevpur | Usable Material List/ SERVICEABLE MATERIAL | 160KW | MOTOR |  | STORE 2 | 1 | ele | 700000 | 280000
34 | CP/F/296-312 | CHAITANYAPUR PUMPING STATION( NEAR STORE AREA) | Chaitanyapur | Usable Material List/ SERVICEABLE MATERIAL | ф500X5.5 | PIPE | Cast Iron | NEAR HOUSING COMPLEX | 17 | pipe | 496737.45 | 496737.45 | Rate/cost should be as per scrap material | Only Weightage/Scrap Value is considered
35 | CP/C/56-131 | CHAITANYAPUR PUMPING STATION( NEAR STORE AREA) | Chaitanyapur | Usable Material List/ SERVICEABLE MATERIAL | ф200 x 4.5 | PIPE | MS | NEAR IOC PUMP HOUSE | 76 | pipe | 483143.4 | 483143.4 | ok
36 | CM/S2/55-73 | CHAITANYAPUR STORE 2B (UNUSABLE MATERIAL) | Chaitanyapur | UNSERVICEABLE/Unusable MATERIAL | 100MM | FLOW METER |  | STORE 2B | 19 | Mech | 640300 | 32015 | Rate/cost should be as per scrap material | Only Weightage/Scrap Value is considered
37 | BP/C/183-220 | BASHUDEBPUR PUMPING STATION | Basudevpur | UNSERVICEABLE/Unusable MATERIAL | ф350*4 | PIPE | CAST IRON | FRONT AREA | 38 | pipe | 470090.4 | 470090.4 | Rate/cost should be as per scrap material | Only Weightage/Scrap Value is considered
38 | BP/A/260-271 | BASUDEVPUR PUMPING STATION | Basudevpur | Usable Material List/ SERVICEABLE MATERIAL | ф600*5.5 | PIPE | DI | FRONT AREA | 12 | pipe | 467280 | 467280 | ok
39 | BP/B/273-315 | BASUDEVPUR PUMPING STATION | Basudevpur | Usable Material List/ SERVICEABLE MATERIAL | ф250*5.5 | PIPE | DI | NEAR PUMP HOUSE | 43 | pipe | 450177.75 | 450177.75 | ok
40 | GM/1 | GEONKHALI OLD 25 MGD WTP STORE 6 | Geonkhali | Usable Material List/ SERVICEABLE MATERIAL | 63KVA | GENERATOR |  | STORE 6 | 1 | Mech | 600000 | 240000
41 | BE 108-113 | BASHUDEBPUR STORE NO. 2(USABLE MATERIAL) | Basudevpur | Usable Material List/ SERVICEABLE MATERIAL | 25HP | MOTOR |  | STORE 2 | 6 | ele | 576000 | 230400
42 | CT/H/77-98 | CHAITANYAPUR PUMPING STATION(NEAR STORE AREA) | Chaitanyapur | Usable Material List/ SERVICEABLE MATERIAL | ф500*500*500 | ALL SOCKET TEE | Cast Iron | STORE AREA | 22 | Mech | 528000 | 158400 | Rate/cost should be as per scrap material | Only Weightage/Scrap Value is considered
43 | CP/A/01-06 | CHAITANYAPUR PUMPING STATION( NEAR STORE AREA) | Chaitanyapur | Usable Material List/ SERVICEABLE MATERIAL | ф1000 x 5.5 | PIPE | DI | BESIDE SECURITY HOUSE | 6 | pipe | 337679.1 | 337679.1 | ok
44 | GP/A/1-6 | GEONKHALI OLD WTP | Geonkhali | UNSERVICEABLE/Unusable MATERIAL | ф1100*5.5 | PIPE | CAST IRON | NEAR ELECT. SUB STATION | 6 | pipe | 337679.1 | 337679.1 | Rate/cost should be as per scrap material | Only Weightage/Scrap Value is considered
45 | BP385-390 | BASHUDEBPUR STORE NO. 1 (USABLE MATERIAL) | Basudevpur | Usable Material List/ SERVICEABLE MATERIAL | ф800*5.5M | PIPE | CAST IRON | OUTSIDE | 6 | pipe | 337679.1 | 337679.1 | Rate/cost should be as per scrap material | Only Weightage/Scrap Value is considered
46 | CM/S2/4-13 | CHAITANYAPUR STORE 2A (UNUSABLE MATERIAL) | Chaitanyapur | UNSERVICEABLE/Unusable MATERIAL | 13KW | VERTICAL MOTOR |  | STORE 2A | 10 | ele | 450000 | 67500
47 | BP/A/19-25 | BASHUDEBPUR PUMPING STATION | Basudevpur | UNSERVICEABLE/Unusable MATERIAL | ф750*4.7 | PIPE | CAST IRON | FRONT AREA | 7 | pipe | 336655.83 | 336655.83 | Rate/cost should be as per scrap material | Only Weightage/Scrap Value is considered
48 | CP/F/413-427 | CHAITANYAPUR PUMPING STATION( NEAR STORE AREA) | Chaitanyapur | Usable Material List/ SERVICEABLE MATERIAL | ф400X5.5 | PIPE | Cast Iron | NEAR HOUSING COMPLEX | 15 | pipe | 310488.75 | 310488.75 | Rate/cost should be as per scrap material | Only Weightage/Scrap Value is considered
49 | CV/H/32-44 | CHAITANYAPUR PUMPING STATION | Chaitanyapur | UNSERVICEABLE/Unusable MATERIAL | ф250 | NRV | CAST IRON | STORE AREA | 13 | Mech | 403845 | 20192.25 | Rate/cost should be as per scrap material | Only Weightage/Scrap Value is considered
50 | CT/H/122-129 | CHAITANYAPUR PUMPING STATION(NEAR STORE AREA) | Chaitanyapur | Usable Material List/ SERVICEABLE MATERIAL | ф750*750*200 | AF TEE | Cast Iron | STORE AREA | 8 | Mech | 400000 | 120000 | Rate/cost should be as per scrap material | Only Weightage/Scrap Value is considered
51 | BE 96-100 | BASHUDEBPUR STORE NO. 2(USABLE MATERIAL) | Basudevpur | Usable Material List/ SERVICEABLE MATERIAL | STAR DELTA | PG STARTERPANEL |  | STORE 2 | 5 | Ele | 400000 | 60000
52 | CM/S1/4 | CHAITANYAPUR STORE 1 (UNUSABLE MATERIAL) | Chaitanyapur | UNSERVICEABLE/Unusable MATERIAL | 500KVA | TRANSFORMER |  | STORE 1 | 1 | Mech | 380000 | 76000
53 | BP/A/196-202 | BASUDEVPUR PUMPING STATION | Basudevpur | Usable Material List/ SERVICEABLE MATERIAL | ф600*5.5 | PIPE | Cast Iron | FRONT AREA | 7 | pipe | 272580 | 272580
54 | BE 106 | BASHUDEBPUR STORE NO. 2(USABLE MATERIAL) | Basudevpur | Usable Material List/ SERVICEABLE MATERIAL |  | 3PHASE IM |  | STORE 2 | 1 | Mech | 358000 | 143200
55 | BE 134 | BASHUDEBPUR STORE NO. 2(USABLE MATERIAL) | Basudevpur | Usable Material List/ SERVICEABLE MATERIAL |  | 3PHASE IM |  | STORE 2 | 1 | Mech | 358000 | 143200
56 | CP/G/316-335 | CHAITANYAPUR PUMPING STATION | Chaitanyapur | UNSERVICEABLE/Unusable MATERIAL | ф500*2.5 | PIPE | CAST IRON | BESIDE HOUSING COMPLEX | 20 | pipe | 265635 | 265635 | Rate/cost should be as per scrap material | Only Weightage/Scrap Value is considered
57 | GM/30-32 | GEONKHALI OLD 25 MGD WTP STORE 1 | Geonkhali | Usable Material List/ SERVICEABLE MATERIAL |  | ACB |  | STORE 1 | 3 | Ele | 354000 | 53100
58 | CP/A/11-15 | CHAITANYAPUR PUMPING STATION( NEAR STORE AREA) | Chaitanyapur | Usable Material List/ SERVICEABLE MATERIAL | ф700 x 5.5 | PIPE | DI | BESIDE SECURITY HOUSE | 5 | pipe | 251253.75 | 251253.75 | ok
59 | GM/67 | GEONKHALI OLD 25 MGD WTP STORE 1 | Geonkhali | Usable Material List/ SERVICEABLE MATERIAL | 1600 AMP | ACB |  | STORE 1 | 1 | Ele | 329000 | 49350
60 | BM 53-63 | BASUDEVPUR STORE 1 / STORE 2(UNUSABLE MATERIAL ) | Basudevpur | UNSERVICEABLE/Unusable MATERIAL | ф25 | WATER METER | CAST IRON | STORE 1 | 11 | Mech | 328900 | 16445
61 | CM/S2/45-54 | CHAITANYAPUR STORE 2B (UNUSABLE MATERIAL) | Chaitanyapur | UNSERVICEABLE/Unusable MATERIAL | 150MM | NRV |  | STORE 2B | 10 | Mech | 310650 | 15532.5
62 | HM/PS/2 | HATIBERIA STORE (USABLE MATERIAL) | Hatiberia | Usable Material List/ SERVICEABLE MATERIAL | 11KV | INCOMMIMNG BREAKER |  | STOTRE | 1 | Ele | 300000 | 45000
63 | BM 22-31 | BASUDEVPUR STORE 1 / STORE 2(UNUSABLE MATERIAL ) | Basudevpur | UNSERVICEABLE/Unusable MATERIAL | ф80 | WATER METER | CAST IRON | STORE 1 | 10 | Mech | 299000 | 14950 | Rate/cost should be as per scrap material | Only Weightage/Scrap Value is considered
64 | BP/A/83-97 | BASUDEVPUR PUMPING STATION | Basudevpur | Usable Material List/ SERVICEABLE MATERIAL | ф500*2.75 | PIPE | Cast Iron | FRONT AREA | 15 | pipe | 219148.875 | 219148.875 | Rate/cost should be as per scrap material | Only Weightage/Scrap Value is considered
65 | CP/F/259-268 | CHAITANYAPUR PUMPING STATION | Chaitanyapur | UNSERVICEABLE/Unusable MATERIAL | ф400*5.5 | PIPE | CAST IRON | BESIDE HOUSING COMPLEX | 10 | pipe | 206992.5 | 206992.5 | Rate/cost should be as per scrap material | Only Weightage/Scrap Value is considered
66 | BM 44-52 | BASUDEVPUR STORE 1 / STORE 2(UNUSABLE MATERIAL ) | Basudevpur | UNSERVICEABLE/Unusable MATERIAL | ф100 | WATER METER | CAST IRON | STORE 1 | 9 | Mech | 269100 | 13455 | Rate/cost should be as per scrap material | Only Weightage/Scrap Value is considered
67 | CT/H/101-111 | CHAITANYAPUR PUMPING STATION(NEAR STORE AREA) | Chaitanyapur | Usable Material List/ SERVICEABLE MATERIAL | ф500*500*250 | ALL SOCKET TEE | Cast Iron | STORE AREA | 11 | Mech | 264000 | 79200 | Rate/cost should be as per scrap material | Only Weightage/Scrap Value is considered
68 | CT/H/26-30 | CHAITANYAPUR PUMPING STATION(NEAR STORE AREA) | Chaitanyapur | Usable Material List/ SERVICEABLE MATERIAL | ф250*250*250 | AF TEE | Cast Iron | STORE AREA | 5 | Mech | 250000 | 75000 | Rate/cost should be as per scrap material | Only Weightage/Scrap Value is considered
69 | CT/H/33-47 | CHAITANYAPUR PUMPING STATION(NEAR STORE AREA) | Chaitanyapur | Usable Material List/ SERVICEABLE MATERIAL | ф500*500*250 | AF TEE | Cast Iron | STORE AREA | 5 | Mech | 250000 | 75000 | Rate/cost should be as per scrap material | Only Weightage/Scrap Value is considered
70 | CM/H/279-281 | CHAITANYAPUR PUMPING STATION(NEAR STORE AREA) | Chaitanyapur | Usable Material List/ SERVICEABLE MATERIAL | ф400*250 | ALL FLANGE REDUCER | Cast Iron | STORE AREA | 3 | Mech | 246000 | 73800 | Rate/cost should be as per scrap material | Only Weightage/Scrap Value is considered
71 | CM/H/282-284 | CHAITANYAPUR PUMPING STATION(NEAR STORE AREA) | Chaitanyapur | Usable Material List/ SERVICEABLE MATERIAL | ф600*250 | ALL FLANGE REDUCER | Cast Iron | STORE AREA | 3 | Mech | 246000 | 73800 | Rate/cost should be as per scrap material | Only Weightage/Scrap Value is considered
72 | CT/H/112-121 | CHAITANYAPUR PUMPING STATION(NEAR STORE AREA) | Chaitanyapur | Usable Material List/ SERVICEABLE MATERIAL | ф350*350*200 | ALL SOCKET TEE | Cast Iron | STORE AREA | 10 | Mech | 240000 | 72000 | Rate/cost should be as per scrap material | Only Weightage/Scrap Value is considered
73 | BP/C/163-172 | BASHUDEBPUR PUMPING STATION | Basudevpur | UNSERVICEABLE/Unusable MATERIAL | ф600*2.5 | PIPE | CAST IRON | FRONT AREA | 10 | pipe | 177000 | 177000 | Rate/cost should be as per scrap material | Only Weightage/Scrap Value is considered
74 | GM/69-70 | GEONKHALI OLD 25 MGD WTP STORE 1 | Geonkhali | Usable Material List/ SERVICEABLE MATERIAL | 1000 AMP | BREAKER |  | STORE 1 | 2 | ele | 236000 | 35400
75 | CM/S2/27-33 | CHAITANYAPUR STORE 2B (UNUSABLE MATERIAL) | Chaitanyapur | UNSERVICEABLE/Unusable MATERIAL | 80MM | FLOW METER |  | STORE 2B | 7 | Mech | 235900 | 11795
76 | CP/S2/19-79 | CHAITANYAPUR STORE NO. 2A(USABLE MATERIAL) | Chaitanyapur | Usable Material List/ SERVICEABLE MATERIAL | 150*3M | MS PIPE | MS | STORE 2A | 61 | pipe | 176668.2 | 176668.2 | ok
77 | CM/S2/5-7 | CHAITANYAPUR STORE 2A (UNUSABLE MATERIAL) | Chaitanyapur | UNSERVICEABLE/Unusable MATERIAL | 18.5KW | VERTICAL MOTOR |  | STORE 2A | 3 | ele | 231000 | 34650
78 | GM/9-16 | GEONKHALI OLD 25 MGD WTP STORE 2 | Geonkhali | Usable Material List/ SERVICEABLE MATERIAL |  | FLOCULATOR SHAFT |  | STORE 2 | 8 | Mech | 226408 | 67922.4 | ok
79 | CM/S3/1-15 | CHAITANYAPUR STORE NO. 3(USABLE MATERIAL) | Chaitanyapur | Usable Material List/ SERVICEABLE MATERIAL | 80MM | SLICE VALVE |  | STORE 3 | 15 | Mech | 222000 | 66600 | very good
80 | CM/S2/74-79 | CHAITANYAPUR STORE 2B (UNUSABLE MATERIAL) | Chaitanyapur | UNSERVICEABLE/Unusable MATERIAL | 150MM | FLOW METER |  | STORE 2B | 6 | Mech | 202200 | 10110 | scrap |  |  | 0
81 | CM/S2/96-101 | CHAITANYAPUR STORE 2B (UNUSABLE MATERIAL) | Chaitanyapur | UNSERVICEABLE/Unusable MATERIAL | 450MM | FLOW METER |  | STORE 2B | 6 | Mech | 202200 | 10110 | scrap
82 | BP/A/203-207 | BASUDEVPUR PUMPING STATION | Basudevpur | Usable Material List/ SERVICEABLE MATERIAL | ф500*5.5 | PIPE | Cast Iron | FRONT AREA | 5 | pipe | 146099.25 | 146099.25 | Rate/cost should be as per scrap material | Only Weightage/Scrap Value is considered
83 | GP/A/37-38 | GEONKHALI OLD 25 MGD WTP | Geonkhali | Usable Material List/ SERVICEABLE MATERIAL | ф1000mm x 7 | PIPE | DI | Beside Substation | 2 | pipe | 143257.8 | 143257.8 | ф1000mm x 5.5 | Only Weightage/Scrap Value is considered
84 | CP/H/572-578 | CHAITANYAPUR PUMPING STATION(NEAR STORE AREA) | Chaitanyapur | Usable Material List/ SERVICEABLE MATERIAL | ф750*2 | DF PIPE | Cast Iron | STORE AREA | 7 | pipe | 143257.8 | 143257.8 | Rate/cost should be as per scrap material | Only Weightage/Scrap Value is considered
85 | CM/S3/449-454 | CHAITANYAPUR STORE NO. 3(USABLE MATERIAL) | Chaitanyapur | Usable Material List/ SERVICEABLE MATERIAL | 80MM | NRV |  | STORE 3 | 6 | Mech | 186390 | 55917 | ok
86 | BM 16-21 | BASUDEVPUR STORE 1 / STORE 2(UNUSABLE MATERIAL ) | Basudevpur | UNSERVICEABLE/Unusable MATERIAL | ф100 | WATER METER | CAST IRON | STORE 1 | 6 | Mech | 179400 | 8970
87 | BM 36-41 | BASUDEVPUR STORE 1 / STORE 2(UNUSABLE MATERIAL ) | Basudevpur | UNSERVICEABLE/Unusable MATERIAL | ф150 | WATER METER | CAST IRON | STORE 1 | 6 | Mech | 179400 | 8970
88 | CM/S2/10 | CHAITANYAPUR STORE 2A (UNUSABLE MATERIAL) | Chaitanyapur | UNSERVICEABLE/Unusable MATERIAL | 45KW | SQ IM |  | STORE 2A | 1 | Scrap | 177298 | 8864.9
89 | CV/H/6-13 | CHAITANYAPUR PUMPING STATION | Chaitanyapur | UNSERVICEABLE/Unusable MATERIAL | ф200 | PRESSURE RELEASE VALVE | CAST IRON | STORE AREA | 8 | Mech | 174400 | 8720
90 | CM/S2/21-25 | CHAITANYAPUR STORE 2B (UNUSABLE MATERIAL) | Chaitanyapur | UNSERVICEABLE/Unusable MATERIAL | 150MM | FLOW METER |  | STORE 2B | 5 | Mech | 168500 | 8425
91 | CM/S3/414-421 | CHAITANYAPUR STORE NO. 3(USABLE MATERIAL) | Chaitanyapur | Usable Material List/ SERVICEABLE MATERIAL | 80MM | AIR VALVE |  | STORE 3 | 8 | Mech | 168000 | 50400
92 | CP/H/354-357 | CHAITANYAPUR PUMPING STATION(NEAR STORE AREA) | Chaitanyapur | Usable Material List/ SERVICEABLE MATERIAL | ф1100*3 | PIPE | Cast Iron | STORE AREA | 4 | pipe | 122792.4 | 122792.4 | Rate/cost should be as per scrap material | Only Weightage/Scrap Value is considered
93 | BV 9- 17 | BASUDEVPUR STORE 1 / STORE 2(UNUSABLE MATERIAL ) | Basudevpur | UNSERVICEABLE/Unusable MATERIAL | ф150 | SV | CAST IRON | STORE 1 | 9 | Mech | 162000 | 32400 | ok
94 | CP/H/506-516 | CHAITANYAPUR PUMPING STATION(NEAR STORE AREA) | Chaitanyapur | Usable Material List/ SERVICEABLE MATERIAL | ф500*2 | DF PIPE | Cast Iron | STORE AREA | 11 | pipe | 116879.4 | 116879.4 | Rate/cost should be as per scrap material | Only Weightage/Scrap Value is considered
95 | BP/A/184-186 | BASUDEVPUR PUMPING STATION | Basudevpur | Usable Material List/ SERVICEABLE MATERIAL | ф600*5.5 | PIPE | Cast Iron | FRONT AREA | 3 | pipe | 116820 | 116820 | Rate/cost should be as per scrap material | Only Weightage/Scrap Value is considered
96 | BP/A/90-92 | BASHUDEBPUR PUMPING STATION | Basudevpur | UNSERVICEABLE/Unusable MATERIAL | ф600*5.5 | PIPE | CAST IRON | FRONT AREA | 3 | pipe | 116820 | 116820 | Rate/cost should be as per scrap material | Only Weightage/Scrap Value is considered
97 | CV/H/82-86 | CHAITANYAPUR PUMPING STATION(NEAR STORE AREA) | Chaitanyapur | Usable Material List/ SERVICEABLE MATERIAL | ф750 | NRV | Cast Iron | STORE AREA | 5 | Mech | 155325 | 46597.5 | Rate/cost should be as per scrap material | Only Weightage/Scrap Value is considered
98 | CV/H/27-31 | CHAITANYAPUR PUMPING STATION | Chaitanyapur | UNSERVICEABLE/Unusable MATERIAL | ф500 | NRV | CAST IRON | STORE AREA | 5 | Mech | 155325 | 7766.25 | Rate/cost should be as per scrap material | Only Weightage/Scrap Value is considered
99 | CP/G/307-315 | CHAITANYAPUR PUMPING STATION | Chaitanyapur | UNSERVICEABLE/Unusable MATERIAL | ф500*2.4 | PIPE | CAST IRON | BESIDE HOUSING COMPLEX | 9 | pipe | 114754.32 | 114754.32 | Rate/cost should be as per scrap material | Only Weightage/Scrap Value is considered
100 | BP/A/258-259 | BASUDEVPUR PUMPING STATION | Basudevpur | Usable Material List/ SERVICEABLE MATERIAL | ф800*5.5 | PIPE | DI | FRONT AREA | 2 | pipe | 112559.7 | 112559.7 | ok
101 | BM28-32 | BASHUDEBPUR STORE NO. 1 (USABLE MATERIAL) | Basudevpur | Usable Material List/ SERVICEABLE MATERIAL | ф100 | WATER METER | CAST IRON | STORE 1 | 5 | Mech | 149500 | 44850 | scrap
102 | BM-4-8 | BASUDEVPUR STORE 1 / STORE 2(UNUSABLE MATERIAL ) | Basudevpur | UNSERVICEABLE/Unusable MATERIAL | ф40 | WATER METER | CAST IRON | STORE 1 | 5 | Mech | 149500 | 7475 | scrap
103 | CP/F/461-465 | CHAITANYAPUR PUMPING STATION( NEAR STORE AREA) | Chaitanyapur | Usable Material List/ SERVICEABLE MATERIAL | ф400X5.5 | PIPE | Cast Iron | NEAR HOUSING COMPLEX | 5 | pipe | 103496.25 | 103496.25 | Rate/cost should be as per scrap material | Only Weightage/Scrap Value is considered
104 | CP/F/302-306 | CHAITANYAPUR PUMPING STATION | Chaitanyapur | UNSERVICEABLE/Unusable MATERIAL | ф400*5.5 | PIPE | CAST IRON | BESIDE HOUSING COMPLEX | 5 | pipe | 103496.25 | 103496.25 | Rate/cost should be as per scrap material | Only Weightage/Scrap Value is considered
105 | BP/A/110-121 | BASUDEVPUR PUMPING STATION | Basudevpur | Usable Material List/ SERVICEABLE MATERIAL | ф350*2.75 | PIPE | Cast Iron | FRONT AREA | 12 | pipe | 102059.1 | 102059.1 | Rate/cost should be as per scrap material | Only Weightage/Scrap Value is considered
106 | CM/S2/1-3 | CHAITANYAPUR STORE 2A (UNUSABLE MATERIAL) | Chaitanyapur | UNSERVICEABLE/Unusable MATERIAL | 11KW | VERTICAL MOTOR |  | STORE 2A | 3 | ele | 131700 | 19755
107 | CV/H/59-65 | CHAITANYAPUR PUMPING STATION(NEAR STORE AREA) | Chaitanyapur | Usable Material List/ SERVICEABLE MATERIAL | ф200 | AIR VALVE | Cast Iron | STORE AREA | 6 | Mech | 126000 | 37800 | ok
108 | CP/H/394-402 | CHAITANYAPUR PUMPING STATION(NEAR STORE AREA) | Chaitanyapur | Usable Material List/ SERVICEABLE MATERIAL | ф250*5.5 | PIPE | Cast Iron | STORE AREA | 9 | pipe | 94223.25 | 94223.25 | Rate/cost should be as per scrap material | Only Weightage/Scrap Value is considered
109 | CP/S2/80-144 | CHAITANYAPUR STORE NO. 2A(USABLE MATERIAL) | Chaitanyapur | Usable Material List/ SERVICEABLE MATERIAL | 150*1.5M | MS PIPE | MS | STORE 2A | 65 | pipe | 94126.5 | 94126.5 | ok
110 | CM/H/522-546 | CHAITANYAPUR PUMPING STATION(NEAR STORE AREA) | Chaitanyapur | Usable Material List/ SERVICEABLE MATERIAL | ф1100*11.25˚ | DS BEND | Cast Iron | STORE AREA | 25 | Mech | 125000 | 37500 | Rate/cost should be as per scrap material | Only Weightage/Scrap Value is considered
111 | BP/A/174-182 | BASUDEVPUR PUMPING STATION | Basudevpur | Usable Material List/ SERVICEABLE MATERIAL | ф300*2 | PIPE | Cast Iron | FRONT AREA | 19 | pipe | 93274.8 | 93274.8 | Rate/cost should be as per scrap material | Only Weightage/Scrap Value is considered
112 | CM/S2/61-84 | CHAITANYAPUR STORE NO. 2A(USABLE MATERIAL) | Chaitanyapur | Usable Material List/ SERVICEABLE MATERIAL | ф100 | BALL VALVE |  | STORE 2A | 24 | Mech | 120000 | 36000 | Rate/cost should be as per scrap material | Only Weightage/Scrap Value is considered
113 | CM/S1/5 | CHAITANYAPUR STORE 1 (UNUSABLE MATERIAL) | Chaitanyapur | UNSERVICEABLE/Unusable MATERIAL | 250KVA | TRANSFORMER |  | STORE 1 | 1 | Mech | 120000 | 24000 | scrap
114 | BM23-26 | BASHUDEBPUR STORE NO. 1 (USABLE MATERIAL) | Basudevpur | Usable Material List/ SERVICEABLE MATERIAL | ф40 | WATER METER | CAST IRON | STORE 1 | 4 | Mech | 119600 | 35880
115 | BM78-81 | BASHUDEBPUR STORE NO. 1 (USABLE MATERIAL) | Basudevpur | Usable Material List/ SERVICEABLE MATERIAL | ф40 | WATER METER | CAST IRON | STORE 1 | 4 | Mech | 119600 | 35880
116 | CV/H/46-53 | CHAITANYAPUR PUMPING STATION(NEAR STORE AREA) | Chaitanyapur | Usable Material List/ SERVICEABLE MATERIAL | ф200 | SLUICE VALVE | Cast Iron | STORE AREA | 8 | Mech | 118400 | 35520 | ok
117 | BE 79 | BASHUDEBPUR STORE NO. 2(USABLE MATERIAL) | Basudevpur | Usable Material List/ SERVICEABLE MATERIAL | 2500 A | ACB |  | STORE 2 | 1 | Ele | 118000 | 17700
118 | BE 82 | BASHUDEBPUR STORE NO. 2(USABLE MATERIAL) | Basudevpur | Usable Material List/ SERVICEABLE MATERIAL | 2500A | ACB |  | STORE 2 | 1 | Ele | 118000 | 17700
119 | HP/A/11 -13 | HATIBERIA PUMPING STATION | Hatiberia | Usable Material List/ SERVICEABLE MATERIAL | ф500X5.5 | PIPE | Cast Iron | FRONT AREA | 3 | pipe | 87659.55 | 87659.55 | Rate/cost should be as per scrap material | Only Weightage/Scrap Value is considered
120 | CT/H/58-73 | CHAITANYAPUR PUMPING STATION(NEAR STORE AREA) | Chaitanyapur | Usable Material List/ SERVICEABLE MATERIAL | ф500*500*250 | DOUBLE SOCKET TEE | Cast Iron | STORE AREA | 16 | Mech | 114944 | 34483.2 | Rate/cost should be as per scrap material | Only Weightage/Scrap Value is considered
121 | BP/A/104-109 | BASUDEVPUR PUMPING STATION | Basudevpur | Usable Material List/ SERVICEABLE MATERIAL | ф500*2.7 | DF PIPE | Cast Iron | FRONT AREA | 6 | pipe | 86065.74 | 86065.74 | Rate/cost should be as per scrap material | Only Weightage/Scrap Value is considered
122 | CP/H/566-571 | CHAITANYAPUR PUMPING STATION(NEAR STORE AREA) | Chaitanyapur | Usable Material List/ SERVICEABLE MATERIAL | ф600*2 | DF PIPE | Cast Iron | STORE AREA | 6 | pipe | 84960 | 84960 | Rate/cost should be as per scrap material | Only Weightage/Scrap Value is considered
123 | BP/C/173-181 | BASHUDEBPUR PUMPING STATION | Basudevpur | UNSERVICEABLE/Unusable MATERIAL | ф350*3 | PIPE | CAST IRON | FRONT AREA | 9 | pipe | 83502.9 | 83502.9 | Rate/cost should be as per scrap material | Only Weightage/Scrap Value is considered
124 | BM373-387 | BASHUDEBPUR STORE NO. 1 (USABLE MATERIAL) | Basudevpur | Usable Material List/ SERVICEABLE MATERIAL | ф--- | ALL WHEEL DIA | CAST IRON | STORE 1 | 11 | Mech | 110000 | 33000 | Rate/cost should be as per scrap material | Only Weightage/Scrap Value is considered
125 | CP/H/360-363 | CHAITANYAPUR PUMPING STATION(NEAR STORE AREA) | Chaitanyapur | Usable Material List/ SERVICEABLE MATERIAL | ф750*2 | PIPE | Cast Iron | STORE AREA | 4 | pipe | 81861.6 | 81861.6 | Rate/cost should be as per scrap material | Only Weightage/Scrap Value is considered
126 | BV7-12 | BASHUDEBPUR STORE NO. 1 (USABLE MATERIAL) | Basudevpur | Usable Material List/ SERVICEABLE MATERIAL | ф150 | SV | CAST IRON | STORE 1 | 6 | Mech | 108000 | 32400 | Rate/cost should be as per scrap material | Only Weightage/Scrap Value is considered
127 | BP/A/17-18 | BASHUDEBPUR PUMPING STATION | Basudevpur | UNSERVICEABLE/Unusable MATERIAL | ф600*5.5 | PIPE | CAST IRON | FRONT AREA | 2 | pipe | 77880 | 77880 | Rate/cost should be as per scrap material | Only Weightage/Scrap Value is considered
128 | CV/H/1-7 | CHAITANYAPUR PUMPING STATION(NEAR STORE AREA) | Chaitanyapur | Usable Material List/ SERVICEABLE MATERIAL | ф200 | SLUICE VALVE | Cast Iron | STORE AREA | 7 | Mech | 103600 | 31080 | ok
129 | BP/A/228-230 | BASUDEVPUR PUMPING STATION | Basudevpur | Usable Material List/ SERVICEABLE MATERIAL | ф750*2.5 | PIPE | Cast Iron | FRONT AREA | 3 | pipe | 76745.25 | 76745.25 | Rate/cost should be as per scrap material | Only Weightage/Scrap Value is considered
130 | BP/A/136-144 | BASUDEVPUR PUMPING STATION | Basudevpur | Usable Material List/ SERVICEABLE MATERIAL | ф350*2.75 | DF PIPE | Cast Iron | FRONT AREA | 9 | pipe | 76544.325 | 76544.325 | Rate/cost should be as per scrap material | Only Weightage/Scrap Value is considered
131 | CM/S2/80-82 | CHAITANYAPUR STORE 2B (UNUSABLE MATERIAL) | Chaitanyapur | UNSERVICEABLE/Unusable MATERIAL | 200MM | FLOW METER |  | STORE 2B | 3 | Mech | 101100 | 5055
132 | CM/S2/83-85 | CHAITANYAPUR STORE 2B (UNUSABLE MATERIAL) | Chaitanyapur | UNSERVICEABLE/Unusable MATERIAL | 250MM | FLOW METER |  | STORE 2B | 3 | Mech | 101100 | 5055
133 | CT/H/130-131 | CHAITANYAPUR PUMPING STATION(NEAR STORE AREA) | Chaitanyapur | Usable Material List/ SERVICEABLE MATERIAL | ф750*750*300 | AF TEE | Cast Iron | STORE AREA | 2 | Mech | 100000 | 30000 | Rate/cost should be as per scrap material | Only Weightage/Scrap Value is considered
134 | CT/H/163-164 | CHAITANYAPUR PUMPING STATION(NEAR STORE AREA) | Chaitanyapur | Usable Material List/ SERVICEABLE MATERIAL | ф300*300*80 | AF TEE | Cast Iron | STORE AREA | 2 | Mech | 100000 | 30000 | Rate/cost should be as per scrap material | Only Weightage/Scrap Value is considered
135 | BT/A/03-04 | BASUDEVPUR PUMPING STATION | Basudevpur | Usable Material List/ SERVICEABLE MATERIAL | ф350*350*200 | AF TEE | Cast Iron | FRONT AREA | 2 | Mech | 100000 | 30000 | Rate/cost should be as per scrap material | Only Weightage/Scrap Value is considered
136 | BT/A/09-10 | BASUDEVPUR PUMPING STATION | Basudevpur | Usable Material List/ SERVICEABLE MATERIAL | ф600*600*600 | AF TEE | Cast Iron | FRONT AREA | 2 | Mech | 100000 | 30000 | Rate/cost should be as per scrap material | Only Weightage/Scrap Value is considered
137 | CM/H/383-392 | CHAITANYAPUR PUMPING STATION | Chaitanyapur | UNSERVICEABLE/Unusable MATERIAL | ф15 | PUMP | CAST IRON | STORE AREA | 10 | Mech | 100000 | 20000 | Rate/cost should be as per scrap material | Only Weightage/Scrap Value is considered
138 | CM/S3/469-470 | CHAITANYAPUR STORE NO. 3(USABLE MATERIAL) | Chaitanyapur | Usable Material List/ SERVICEABLE MATERIAL | 200/200/100MM | AF TEE |  | STORE 3 | 2 | Mech | 100000 | 30000 | ok
139 | CP/H/579-585 | CHAITANYAPUR PUMPING STATION(NEAR STORE AREA) | Chaitanyapur | Usable Material List/ SERVICEABLE MATERIAL | ф750*1 | DF PIPE | Cast Iron | STORE AREA | 7 | pipe | 71628.9 | 71628.9 | Rate/cost should be as per scrap material | Only Weightage/Scrap Value is considered
140 | CP/H/392 | CHAITANYAPUR PUMPING STATION(NEAR STORE AREA) | Chaitanyapur | Usable Material List/ SERVICEABLE MATERIAL | ф900*7 | PIPE | DI | STORE AREA | 1 | pipe | 71628.9 | 71628.9
141 | BE 81 | BASHUDEBPUR STORE NO. 2(USABLE MATERIAL) | Basudevpur | Usable Material List/ SERVICEABLE MATERIAL | 800A | ACB |  | STORE 2 | 1 | Ele | 95000 | 14250
142 | CM/S2/9 | CHAITANYAPUR STORE 2A (UNUSABLE MATERIAL) | Chaitanyapur | UNSERVICEABLE/Unusable MATERIAL | 22KW | VERTICAL MOTOR |  | STORE 2A | 1 | ele | 95000 | 14250
143 | CM/H/350-352 | CHAITANYAPUR PUMPING STATION | Chaitanyapur | UNSERVICEABLE/Unusable MATERIAL | ф250 | NRV | CAST IRON | STORE AREA | 3 | Mech | 93195 | 4659.75
144 | BV4-6 | BASHUDEBPUR STORE NO. 1 (USABLE MATERIAL) | Basudevpur | Usable Material List/ SERVICEABLE MATERIAL | ф100 | NRV | CAST IRON | STORE 1 | 3 | Mech | 93195 | 27958.5
145 | CM/S3/446-448 | CHAITANYAPUR STORE NO. 3(USABLE MATERIAL) | Chaitanyapur | Usable Material List/ SERVICEABLE MATERIAL | 100MM | NRV |  | STORE 3 | 3 | Mech | 93195 | 27958.5
146 | BV 18-20 | BASUDEVPUR STORE 1 / STORE 2(UNUSABLE MATERIAL ) | Basudevpur | UNSERVICEABLE/Unusable MATERIAL | ф150 | NRV | CAST IRON | STORE 1 | 3 | Mech | 93195 | 4659.75
147 | BP/A/122-135 | BASUDEVPUR PUMPING STATION | Basudevpur | Usable Material List/ SERVICEABLE MATERIAL | ф300*2 | DF PIPE | Cast Iron | FRONT AREA | 14 | pipe | 68728.8 | 68728.8
148 | CM/S3/395-402 | CHAITANYAPUR STORE NO. 3(USABLE MATERIAL) | Chaitanyapur | Usable Material List/ SERVICEABLE MATERIAL | 150MM | PRV |  | STORE 3 | 8 | Mech | 90752 | 27225.6
149 | CM/S3/406-413 | CHAITANYAPUR STORE NO. 3(USABLE MATERIAL) | Chaitanyapur | Usable Material List/ SERVICEABLE MATERIAL | 80MM | PRV |  | STORE 3 | 8 | Mech | 90752 | 27225.6
150 | CM/G/132-176 | CHAITANYAPUR PUMPING STATION( NEAR STORE AREA) | Chaitanyapur | Usable Material List/ SERVICEABLE MATERIAL | Ф125x11.5 | ROUND BAR | MS | NEAR HOUSING COMPLEX | 45 | Mech | 90000 | 27000
151 | BV23-27 | BASUDEVPUR STORE 1 / STORE 2(UNUSABLE MATERIAL ) | Basudevpur | UNSERVICEABLE/Unusable MATERIAL | ф80 | SV | CAST IRON | STORE 1 | 5 | Mech | 90000 | 18000
152 | BE 80 | BASHUDEBPUR STORE NO. 2(USABLE MATERIAL) | Basudevpur | Usable Material List/ SERVICEABLE MATERIAL | 1250 A | ACB |  | STORE 2 | 1 | Ele | 89900 | 13485
153 | BM 33-35 | BASUDEVPUR STORE 1 / STORE 2(UNUSABLE MATERIAL ) | Basudevpur | UNSERVICEABLE/Unusable MATERIAL | ф350 | WATER METER | CAST IRON | STORE 1 | 3 | Mech | 89700 | 4485
154 | CM/S2/36-41 | CHAITANYAPUR STORE 2B (UNUSABLE MATERIAL) | Chaitanyapur | UNSERVICEABLE/Unusable MATERIAL | 150MM | SLICE VALVE |  | STORE 2B | 6 | Mech | 88800 | 4440
155 | CM/S2/8 | CHAITANYAPUR STORE 2A (UNUSABLE MATERIAL) | Chaitanyapur | UNSERVICEABLE/Unusable MATERIAL | 20KW | VERTICAL MOTOR |  | STORE 2A | 1 | ele | 88000 | 13200
156 | BP/A/153-169 | BASUDEVPUR PUMPING STATION | Basudevpur | Usable Material List/ SERVICEABLE MATERIAL | ф250*2 | DF PIPE | Cast Iron | FRONT AREA | 17 | pipe | 64719 | 64719
157 | BP/A/252-254 | BASUDEVPUR PUMPING STATION | Basudevpur | Usable Material List/ SERVICEABLE MATERIAL | ф500*4 | PIPE | Cast Iron | FRONT AREA | 3 | pipe | 63752.4 | 63752.4
158 | BP/A/98-101 | BASUDEVPUR PUMPING STATION | Basudevpur | Usable Material List/ SERVICEABLE MATERIAL | ф500*3 | PIPE | DI | FRONT AREA | 4 | pipe | 63752.4 | 63752.4
159 | BP/A/2-5 | BASHUDEBPUR PUMPING STATION | Basudevpur | UNSERVICEABLE/Unusable MATERIAL | ф500*3 | PIPE | CAST IRON | FRONT AREA | 4 | pipe | 63752.4 | 63752.4
160 | CP/E/268-275 | CHAITANYAPUR PUMPING STATION( NEAR STORE AREA) | Chaitanyapur | Usable Material List/ SERVICEABLE MATERIAL | ф200 x 5.5 | PIPE | DI | NEAR HOUSING COMPLEX | 8 | pipe | 62158.8 | 62158.8
161 | CP/E/277-279 | CHAITANYAPUR PUMPING STATION( NEAR STORE AREA) | Chaitanyapur | Usable Material List/ SERVICEABLE MATERIAL | ф400 x 5.5 | PIPE | DI | NEAR HOUSING COMPLEX | 3 | pipe | 62097.75 | 62097.75
162 | BP/A/79-81 | BASHUDEBPUR PUMPING STATION | Basudevpur | UNSERVICEABLE/Unusable MATERIAL | ф600*2.9 | PIPE | CAST IRON | FRONT AREA | 3 | pipe | 61596 | 61596
163 | CM/H/287 | CHAITANYAPUR PUMPING STATION(NEAR STORE AREA) | Chaitanyapur | Usable Material List/ SERVICEABLE MATERIAL | ф600*200 | ALL FLANGE REDUCER | Cast Iron | STORE AREA | 1 | Mech | 82000 | 24600
164 | GP/A/7 | GEONKHALI OLD WTP | Geonkhali | UNSERVICEABLE/Unusable MATERIAL | ф750*6 | PIPE | CAST IRON |  | 1 | pipe | 61396.2 | 61396.2
165 | BP385-390 | BASUDEVPUR PUMPING STATION | Basudevpur | Usable Material List/ SERVICEABLE MATERIAL | ф800 | PIPE | DI | NEAR PUMP HOUSE | 6 | pipe | 61396.2 | 61396.2
166 | BP/A/14-16 | BASHUDEBPUR PUMPING STATION | Basudevpur | UNSERVICEABLE/Unusable MATERIAL | ф750*2 | PIPE | MS | FRONT AREA | 3 | pipe | 61396.2 | 61396.2
167 | GM/1-7 | GEONKHALI OLD 25 MGD WTP STORE 2 | Geonkhali | Usable Material List/ SERVICEABLE MATERIAL |  | CYLINDER FOR FILTERHOUSE |  | STORE 2 | 8 | Mech | 80000 | 24000
168 | CM/S1/7 | CHAITANYAPUR STORE 1 (UNUSABLE MATERIAL) | Chaitanyapur | UNSERVICEABLE/Unusable MATERIAL |  | LT HT STARTER PANNEL |  | STORE 1 | 1 | Ele | 80000 | 12000
169 | BM228-243 | BASHUDEBPUR STORE NO. 1 (USABLE MATERIAL) | Basudevpur | Usable Material List/ SERVICEABLE MATERIAL | ф20 | DURT BOX | CAST IRON | STORE 1 | 16 | Mech | 79680 | 23904
170 | CM/S1/30-33 | CHAITANYAPUR STORE NO. 1(USABLE MATERIAL) | Chaitanyapur | Usable Material List/ SERVICEABLE MATERIAL | 3.67KW | TFA DEISEL ENGINE PUMP | CAST IRON | STORE 1 | 4 | Mech | 79600 | 31840
171 | CT/H/01 | CHAITANYAPUR PUMPING STATION | Chaitanyapur | UNSERVICEABLE/Unusable MATERIAL | ф350*350*300 | FLANGE TEE | CAST IRON | STORE AREA | 1 | Mech | 75900 | 15180
172 | CT/H/02 | CHAITANYAPUR PUMPING STATION | Chaitanyapur | UNSERVICEABLE/Unusable MATERIAL | 500*500*100 | FLANGE TEE | CAST IRON | STORE AREA | 1 | Mech | 75900 | 15180
173 | BP/A/208 | BASUDEVPUR PUMPING STATION | Basudevpur | Usable Material List/ SERVICEABLE MATERIAL | ф750*5.5 | PIPE | Cast Iron | FRONT AREA | 1 | pipe | 56279.85 | 56279.85
174 | BP/A/272 | BASUDEVPUR PUMPING STATION | Basudevpur | Usable Material List/ SERVICEABLE MATERIAL | ф900*5.5 | PIPE | DI | FRONT AREA | 1 | pipe | 56279.85 | 56279.85
175 | BP/A/93 | BASHUDEBPUR PUMPING STATION | Basudevpur | UNSERVICEABLE/Unusable MATERIAL | ф750*5.5 | PIPE | CAST IRON | FRONT AREA | 1 | pipe | 56279.85 | 56279.85
176 | CM/H/311-315 | CHAITANYAPUR PUMPING STATION(NEAR STORE AREA) | Chaitanyapur | Usable Material List/ SERVICEABLE MATERIAL | ф250*150 | DS REDUCER | Cast Iron | STORE AREA | 5 | Mech | 75000 | 22500
177 | CM/S2/85-99 | CHAITANYAPUR STORE NO. 2A(USABLE MATERIAL) | Chaitanyapur | Usable Material List/ SERVICEABLE MATERIAL | ф88 | BALL VALVE |  | STORE 2A | 15 | Mech | 75000 | 22500
178 | CV/H/72-74 | CHAITANYAPUR PUMPING STATION(NEAR STORE AREA) | Chaitanyapur | Usable Material List/ SERVICEABLE MATERIAL | ф1100 | BUTTER FLY VALVE | Cast Iron | STORE AREA | 3 | Mech | 74400 | 22320
179 | CV/H/1-3 | CHAITANYAPUR PUMPING STATION | Chaitanyapur | UNSERVICEABLE/Unusable MATERIAL | ф600 | BUTTER FLY VALVE | CAST IRON | STORE AREA | 3 | Mech | 74400 | 3720
180 | CM/S2/108-110 | CHAITANYAPUR STORE 2B (UNUSABLE MATERIAL) | Chaitanyapur | UNSERVICEABLE/Unusable MATERIAL | 300MM | BUTTER FLY VALVE |  | STORE 2B | 3 | Mech | 74400 | 3720
181 | CM/S3/16-20 | CHAITANYAPUR STORE NO. 3(USABLE MATERIAL) | Chaitanyapur | Usable Material List/ SERVICEABLE MATERIAL | 125MM | SLICE VALVE |  | STORE 3 | 5 | Mech | 74000 | 22200
182 | CM/S3/21-25 | CHAITANYAPUR STORE NO. 3(USABLE MATERIAL) | Chaitanyapur | Usable Material List/ SERVICEABLE MATERIAL | 100MM | SLICE VALVE |  | STORE 3 | 5 | Mech | 74000 | 22200
183 | GP/B/90 -92 | GEONKHALI OLD 25 MGD WTP | Geonkhali | Usable Material List/ SERVICEABLE MATERIAL | ф1000X1.8 mtr | PIPE | DI | BESIDE CHEMICALHOUSE | 3 | pipe | 55256.58 | 55256.58
184 | CM/S3/294-308 | CHAITANYAPUR STORE NO. 3(USABLE MATERIAL) | Chaitanyapur | Usable Material List/ SERVICEABLE MATERIAL | 200MM-100MM | REDUCER |  | STORE 3 | 15 | Mech | 73470 | 22041
185 | BM309-349 | BASHUDEBPUR STORE NO. 1 (USABLE MATERIAL) | Basudevpur | Usable Material List/ SERVICEABLE MATERIAL | ф80 | DT JOINT | CAST IRON | STORE 1 | 41 | Mech | 72570 | 21771
186 | CM/G/177-211 | CHAITANYAPUR PUMPING STATION( NEAR STORE AREA) | Chaitanyapur | Usable Material List/ SERVICEABLE MATERIAL | ф125x3.8 | ROUND BAR | MS | NEAR HOUSING COMPLEX | 35 | Mech | 70000 | 21000
187 | BP/A/188 | BASUDEVPUR PUMPING STATION | Basudevpur | Usable Material List/ SERVICEABLE MATERIAL | ф750*5 | PIPE | Cast Iron | FRONT AREA | 1 | pipe | 51163.5 | 51163.5
188 | BP/A/231 | BASUDEVPUR PUMPING STATION | Basudevpur | Usable Material List/ SERVICEABLE MATERIAL | ф750*5 | PIPE | Cast Iron | FRONT AREA | 1 | pipe | 51163.5 | 51163.5
189 | CP/E/84-86 | CHAITANYAPUR PUMPING STATION | Chaitanyapur | UNSERVICEABLE/Unusable MATERIAL | ф350*5.5 | PIPE | CAST IRON | BESIDE HOUSING COMPLEX | 3 | pipe | 51029.55 | 51029.55
190 | CM/S2/86-87 | CHAITANYAPUR STORE 2B (UNUSABLE MATERIAL) | Chaitanyapur | UNSERVICEABLE/Unusable MATERIAL | 350MM | FLOW METER |  | STORE 2B | 2 | Mech | 67400 | 3370
191 | CM/S2/102-103 | CHAITANYAPUR STORE 2B (UNUSABLE MATERIAL) | Chaitanyapur | UNSERVICEABLE/Unusable MATERIAL | 100MM | FLOW METER |  | STORE 2B | 2 | Mech | 67400 | 3370
192 | CP/H/493-498 | CHAITANYAPUR PUMPING STATION(NEAR STORE AREA) | Chaitanyapur | Usable Material List/ SERVICEABLE MATERIAL | ф350*2.7 | DF PIPE | Cast Iron | STORE AREA | 6 | pipe | 50101.74 | 50101.74
193 | CT/H/13 | CHAITANYAPUR PUMPING STATION(NEAR STORE AREA) | Chaitanyapur | Usable Material List/ SERVICEABLE MATERIAL | ф350*350*300 | ALL FLANGE TEE | Cast Iron | STORE AREA | 1 | Mech | 64000 | 19200
194 | BT/A/14 | BASUDEVPUR PUMPING STATION | Basudevpur | Usable Material List/ SERVICEABLE MATERIAL | 500*500*150 | ALL FLANGE TEE | Cast Iron | FRONT AREA | 1 | Mech | 64000 | 19200
195 | CP/B/40-41 | CHAITANYAPUR PUMPING STATION( NEAR STORE AREA) | Chaitanyapur | Usable Material List/ SERVICEABLE MATERIAL | ф900 x 2.3 | PIPE | DI | BESIDE SECURITY HOUSE | 2 | pipe | 47070.42 | 47070.42
196 | CM/H/348-349 | CHAITANYAPUR PUMPING STATION | Chaitanyapur | UNSERVICEABLE/Unusable MATERIAL | ф350 | NRV | CAST IRON | STORE AREA | 2 | Mech | 62130 | 3106.5
197 | BV15 - 16 | BASHUDEBPUR STORE NO. 1 (USABLE MATERIAL) | Basudevpur | Usable Material List/ SERVICEABLE MATERIAL | ф150 | NRV | CAST IRON | STORE 1 | 2 | Mech | 62130 | 18639
198 | BV 1-2 | BASUDEVPUR STORE 1 / STORE 2(UNUSABLE MATERIAL ) | Basudevpur | UNSERVICEABLE/Unusable MATERIAL | ф350 | NRV | CAST IRON | STORE 2 | 2 | Mech | 62130 | 3106.5
199 | BP/A/190-192 | BASUDEVPUR PUMPING STATION | Basudevpur | Usable Material List/ SERVICEABLE MATERIAL | ф500*2.9 | PIPE | Cast Iron | FRONT AREA | 3 | pipe | 46220.49 | 46220.49
200 | CP/A/07 | CHAITANYAPUR PUMPING STATION( NEAR STORE AREA) | Chaitanyapur | Usable Material List/ SERVICEABLE MATERIAL | ф1000 x 4.5 | PIPE | DI | BESIDE SECURITY HOUSE | 1 | pipe | 46047.15 | 46047.15
201 | CP/A/16 | CHAITANYAPUR PUMPING STATION( NEAR STORE AREA) | Chaitanyapur | Usable Material List/ SERVICEABLE MATERIAL | ф700 x 5 | PIPE | DI | BESIDE SECURITY HOUSE | 1 | pipe | 45682.5 | 45682.5
202 | GP/B/93 -94 | GEONKHALI OLD 25 MGD WTP | Geonkhali | Usable Material List/ SERVICEABLE MATERIAL | ф1000X2.2mtr | PIPE | DI | BESIDE CHEMICALHOUSE | 2 | pipe | 45023.88 | 45023.88
203 | CM/H/581-584 | CHAITANYAPUR PUMPING STATION(NEAR STORE AREA) | Chaitanyapur | Usable Material List/ SERVICEABLE MATERIAL | ф400*300 | DS REDUCER | Cast Iron | STORE AREA | 4 | Mech | 60000 | 18000
204 | BE 83 | BASHUDEBPUR STORE NO. 2(USABLE MATERIAL) | Basudevpur | Usable Material List/ SERVICEABLE MATERIAL | 400A | ISOLATOR S/W |  | STORE 2 | 1 | Ele | 60000 | 0
205 | BE 84 | BASHUDEBPUR STORE NO. 2(USABLE MATERIAL) | Basudevpur | Usable Material List/ SERVICEABLE MATERIAL | 400A | ACB |  | STORE 2 | 1 | Ele | 60000 | 9000
206 | CM/S2/35-54 | CHAITANYAPUR STORE NO. 2A(USABLE MATERIAL) | Chaitanyapur | Usable Material List/ SERVICEABLE MATERIAL | ф250 | V/V WHEEL | CAST IRON | STORE 2A | 20 | Mech | 60000 | 18000
207 | CM/S3/514-525 | CHAITANYAPUR STORE NO. 3(USABLE MATERIAL) | Chaitanyapur | Usable Material List/ SERVICEABLE MATERIAL | 200*11.25DEGREE | DS BEND |  | STORE 3 | 12 | Mech | 60000 | 18000
208 | BM2-3 | BASHUDEBPUR STORE NO. 1 (USABLE MATERIAL) | Basudevpur | Usable Material List/ SERVICEABLE MATERIAL | ф80 | WATER METER | CAST IRON | STORE 1 | 2 | Mech | 59800 | 17940
209 | BM21-22 | BASHUDEBPUR STORE NO. 1 (USABLE MATERIAL) | Basudevpur | Usable Material List/ SERVICEABLE MATERIAL | ф20 | WATER METER | CAST IRON | STORE 1 | 2 | Mech | 59800 | 17940
210 | BM 2-3 | BASUDEVPUR STORE 1 / STORE 2(UNUSABLE MATERIAL ) | Basudevpur | UNSERVICEABLE/Unusable MATERIAL | ф150 | WATER METER | CAST IRON | STORE 1 | 2 | Mech | 59800 | 2990
211 | CV/H/8-11 | CHAITANYAPUR PUMPING STATION(NEAR STORE AREA) | Chaitanyapur | Usable Material List/ SERVICEABLE MATERIAL | ф300 | SLUICE VALVE | Cast Iron | STORE AREA | 4 | Mech | 59200 | 17760
212 | CM/S3/143-167 | CHAITANYAPUR STORE NO. 3(USABLE MATERIAL) | Chaitanyapur | Usable Material List/ SERVICEABLE MATERIAL | 100*22.5 DEGREE | DF BEND |  | STORE 3 | 25 | Mech | 59000 | 17700
213 | BP/B/382-383 | BASUDEVPUR PUMPING STATION | Basudevpur | Usable Material List/ SERVICEABLE MATERIAL | ф600*3 | PIPE | DI | NEAR PUMP HOUSE | 2 | pipe | 42480 | 42480
214 | BP/A/82-85 | BASHUDEBPUR PUMPING STATION | Basudevpur | UNSERVICEABLE/Unusable MATERIAL | ф600*1.5 | PIPE | CAST IRON | FRONT AREA | 4 | pipe | 42480 | 42480
215 | BP/A/63-71 | BASUDEVPUR PUMPING STATION | Basudevpur | Usable Material List/ SERVICEABLE MATERIAL | ф150*5.5 | PIPE | DI | FRONT AREA | 8 | pipe | 42477.6 | 42477.6
216 | CM/S2/128-135 | CHAITANYAPUR STORE 2B (UNUSABLE MATERIAL) | Chaitanyapur | UNSERVICEABLE/Unusable MATERIAL |  | STARTER PANNEL |  | STORE 2B | 8 | Ele | 56000 | 8400
217 | CP/A/09 | CHAITANYAPUR PUMPING STATION( NEAR STORE AREA) | Chaitanyapur | Usable Material List/ SERVICEABLE MATERIAL | ф1000 x 4.1 | PIPE | DI | BESIDE SECURITY HOUSE | 1 | pipe | 41954.07 | 41954.07
218 | BP/A/95-98 | BASHUDEBPUR PUMPING STATION | Basudevpur | UNSERVICEABLE/Unusable MATERIAL | ф250*5.5 | PIPE | CAST IRON | FRONT AREA | 4 | pipe | 41877 | 41877
219 | CM/G/103-118 | CHAITANYAPUR PUMPING STATION( NEAR STORE AREA) | Chaitanyapur | Usable Material List/ SERVICEABLE MATERIAL | ф1100X22.5˚ | BEND | Cast Iron | NEAR HOUSING COMPLEX | 16 | Mech | 54928 | 16478.4
220 | BM212-222 | BASHUDEBPUR STORE NO. 1 (USABLE MATERIAL) | Basudevpur | Usable Material List/ SERVICEABLE MATERIAL | ф50 | DURT BOX | CAST IRON | STORE 1 | 11 | Mech | 54780 | 16434
221 | GP/B/95 | GEONKHALI OLD 25 MGD WTP | Geonkhali | Usable Material List/ SERVICEABLE MATERIAL | ф1000X4mtr | PIPE | DI | BESIDE CHEMICALHOUSE | 1 | pipe | 40930.8 | 40930.8
222 | CP/H/349-353 | CHAITANYAPUR PUMPING STATION(NEAR STORE AREA) | Chaitanyapur | Usable Material List/ SERVICEABLE MATERIAL | ф1100*1 | PIPE | Cast Iron | STORE AREA | 4 | pipe | 40930.8 | 40930.8
223 | BP/A/209 | BASUDEVPUR PUMPING STATION | Basudevpur | Usable Material List/ SERVICEABLE MATERIAL | ф1100*4 | PIPE | Cast Iron | FRONT AREA | 1 | pipe | 40930.8 | 40930.8
224 | BP/B/99 | BASHUDEBPUR PUMPING STATION | Basudevpur | UNSERVICEABLE/Unusable MATERIAL | ф1100*4 | PIPE | CAST IRON | FRONT AREA | 1 | pipe | 40930.8 | 40930.8
225 | BP/B/378-380 | BASUDEVPUR PUMPING STATION | Basudevpur | Usable Material List/ SERVICEABLE MATERIAL | ф450*3 | PIPE | DI | NEAR PUMP HOUSE | 3 | pipe | 40842.9 | 40842.9
226 | CM/H/373-379 | CHAITANYAPUR PUMPING STATION(NEAR STORE AREA) | Chaitanyapur | Usable Material List/ SERVICEABLE MATERIAL | ф1100 | BLIND FLANGE | Cast Iron | STORE AREA | 7 | Mech | 54194 | 16258.2
227 | BV 1-3 | BASUDEVPUR STORE 1 / STORE 2(UNUSABLE MATERIAL ) | Basudevpur | UNSERVICEABLE/Unusable MATERIAL | ф100 | SV | CAST IRON | STORE 1 | 3 | Mech | 54000 | 10800
228 | BP/A/65-69 | BASHUDEBPUR PUMPING STATION | Basudevpur | UNSERVICEABLE/Unusable MATERIAL | ф500*1.5 | PIPE | CAST IRON | FRONT AREA | 5 | pipe | 39845.25 | 39845.25
229 | BP/A/145-146 | BASUDEVPUR PUMPING STATION | Basudevpur | Usable Material List/ SERVICEABLE MATERIAL | ф600*2.8 | PIPE | DI | FRONT AREA | 2 | pipe | 39648 | 39648
230 | CP/H/555-562 | CHAITANYAPUR PUMPING STATION(NEAR STORE AREA) | Chaitanyapur | Usable Material List/ SERVICEABLE MATERIAL | ф300-2 | DF PIPE | Cast Iron | STORE AREA | 8 | pipe | 39273.6 | 39273.6
231 | BP/A/194 | BASUDEVPUR PUMPING STATION | Basudevpur | Usable Material List/ SERVICEABLE MATERIAL | ф600*5.5 | PIPE | Cast Iron | FRONT AREA | 1 | pipe | 38940 | 38940
232 | BP/B/381 | BASUDEVPUR PUMPING STATION | Basudevpur | Usable Material List/ SERVICEABLE MATERIAL | ф600*5.5 | PIPE | DI | NEAR PUMP HOUSE | 1 | pipe | 38940 | 38940
233 | BP/A/89 | BASHUDEBPUR PUMPING STATION | Basudevpur | UNSERVICEABLE/Unusable MATERIAL | ф600*5.5 | PIPE | CAST IRON | FRONT AREA | 1 | pipe | 38940 | 38940
234 | CM/S3/79-100 | CHAITANYAPUR STORE NO. 3(USABLE MATERIAL) | Chaitanyapur | Usable Material List/ SERVICEABLE MATERIAL | 100MM*45DEGREE | DF BEND |  | STORE 3 | 22 | Mech | 51920 | 15576
235 | CM/H/225 | CHAITANYAPUR PUMPING STATION(NEAR STORE AREA) | Chaitanyapur | Usable Material List/ SERVICEABLE MATERIAL | ф600*11.25˚ | ALL FLANGE BEND | Cast Iron | STORE AREA | 1 | Mech | 50000 | 15000 | Rate/cost should be as per scrap material | Only Weightage/Scrap Value is considered
236 | CM/H/226 | CHAITANYAPUR PUMPING STATION(NEAR STORE AREA) | Chaitanyapur | Usable Material List/ SERVICEABLE MATERIAL | ф600*11.25˚ | ALL FLANGE BEND | Cast Iron | STORE AREA | 1 | Mech | 50000 | 15000 | Rate/cost should be as per scrap material | Only Weightage/Scrap Value is considered
237 | CM/H/286 | CHAITANYAPUR PUMPING STATION(NEAR STORE AREA) | Chaitanyapur | Usable Material List/ SERVICEABLE MATERIAL | ф500*90˚ | ALL FLANGE BEND | Cast Iron | STORE AREA | 1 | Mech | 50000 | 15000 | Rate/cost should be as per scrap material | Only Weightage/Scrap Value is considered
238 | CM/H/502-511 | CHAITANYAPUR PUMPING STATION(NEAR STORE AREA) | Chaitanyapur | Usable Material List/ SERVICEABLE MATERIAL | ф500*90˚ | DS BEND | Cast Iron | STORE AREA | 10 | Mech | 50000 | 15000 | Rate/cost should be as per scrap material | Only Weightage/Scrap Value is considered
239 | CM/H/512-521 | CHAITANYAPUR PUMPING STATION(NEAR STORE AREA) | Chaitanyapur | Usable Material List/ SERVICEABLE MATERIAL | ф600*90˚ | DS BEND | Cast Iron | STORE AREA | 10 | Mech | 50000 | 15000 | Rate/cost should be as per scrap material | Only Weightage/Scrap Value is considered
240 | CT/H/14 | CHAITANYAPUR PUMPING STATION(NEAR STORE AREA) | Chaitanyapur | Usable Material List/ SERVICEABLE MATERIAL | ф300*300*80 | AF TEE | Cast Iron | STORE AREA | 1 | Mech | 50000 | 15000 | Rate/cost should be as per scrap material | Only Weightage/Scrap Value is considered
241 | CT/H/15 | CHAITANYAPUR PUMPING STATION(NEAR STORE AREA) | Chaitanyapur | Usable Material List/ SERVICEABLE MATERIAL | ф350*350*80 | AF TEE | Cast Iron | STORE AREA | 1 | Mech | 50000 | 15000 | Rate/cost should be as per scrap material | Only Weightage/Scrap Value is considered
242 | CT/H/21 | CHAITANYAPUR PUMPING STATION(NEAR STORE AREA) | Chaitanyapur | Usable Material List/ SERVICEABLE MATERIAL | ф350*350*100 | AF TEE | Cast Iron | STORE AREA | 1 | Mech | 50000 | 15000 | Rate/cost should be as per scrap material | Only Weightage/Scrap Value is considered
243 | CT/H/22 | CHAITANYAPUR PUMPING STATION(NEAR STORE AREA) | Chaitanyapur | Usable Material List/ SERVICEABLE MATERIAL | ф350*350*200 | AF TEE | Cast Iron | STORE AREA | 1 | Mech | 50000 | 15000 | Rate/cost should be as per scrap material | Only Weightage/Scrap Value is considered
244 | CT/H/31 | CHAITANYAPUR PUMPING STATION(NEAR STORE AREA) | Chaitanyapur | Usable Material List/ SERVICEABLE MATERIAL | ф200*200*200 | AF TEE | Cast Iron | STORE AREA | 1 | Mech | 50000 | 15000 | Rate/cost should be as per scrap material | Only Weightage/Scrap Value is considered
245 | CT/H/32 | CHAITANYAPUR PUMPING STATION(NEAR STORE AREA) | Chaitanyapur | Usable Material List/ SERVICEABLE MATERIAL | ф350*350*150 | AF TEE | Cast Iron | STORE AREA | 1 | Mech | 50000 | 15000 | Rate/cost should be as per scrap material | Only Weightage/Scrap Value is considered
246 | CT/H/48 | CHAITANYAPUR PUMPING STATION(NEAR STORE AREA) | Chaitanyapur | Usable Material List/ SERVICEABLE MATERIAL | ф750*750*300 | AF TEE | Cast Iron | STORE AREA | 1 | Mech | 50000 | 15000 | Rate/cost should be as per scrap material | Only Weightage/Scrap Value is considered
247 | CT/H/49 | CHAITANYAPUR PUMPING STATION(NEAR STORE AREA) | Chaitanyapur | Usable Material List/ SERVICEABLE MATERIAL | ф350*350*150 | AF TEE | Cast Iron | STORE AREA | 1 | Mech | 50000 | 15000 | Rate/cost should be as per scrap material | Only Weightage/Scrap Value is considered
248 | CT/H/50 | CHAITANYAPUR PUMPING STATION(NEAR STORE AREA) | Chaitanyapur | Usable Material List/ SERVICEABLE MATERIAL | ф1100*1100*750 | AF TEE | Cast Iron | STORE AREA | 1 | Mech | 50000 | 15000 | Rate/cost should be as per scrap material | Only Weightage/Scrap Value is considered
249 | CT/H/51 | CHAITANYAPUR PUMPING STATION(NEAR STORE AREA) | Chaitanyapur | Usable Material List/ SERVICEABLE MATERIAL | ф1100*1100*600 | AF TEE | Cast Iron | STORE AREA | 1 | Mech | 50000 | 15000 | Rate/cost should be as per scrap material | Only Weightage/Scrap Value is considered
250 | CT/H/133 | CHAITANYAPUR PUMPING STATION(NEAR STORE AREA) | Chaitanyapur | Usable Material List/ SERVICEABLE MATERIAL | ф1100*1100*700 | AF TEE | Cast Iron | STORE AREA | 1 | Mech | 50000 | 15000 | Rate/cost should be as per scrap material | Only Weightage/Scrap Value is considered
251 | BT/A/01 | BASUDEVPUR PUMPING STATION | Basudevpur | Usable Material List/ SERVICEABLE MATERIAL | ф250*250*200 | AF TEE | Cast Iron | FRONT AREA | 1 | Mech | 50000 | 15000 | Rate/cost should be as per scrap material | Only Weightage/Scrap Value is considered
252 | BT/A/02 | BASUDEVPUR PUMPING STATION | Basudevpur | Usable Material List/ SERVICEABLE MATERIAL | ф250*250*250 | AF TEE | Cast Iron | FRONT AREA | 1 | Mech | 50000 | 15000 | Rate/cost should be as per scrap material | Only Weightage/Scrap Value is considered
253 | BT/A/05 | BASUDEVPUR PUMPING STATION | Basudevpur | Usable Material List/ SERVICEABLE MATERIAL | ф250*250*250 | AF YTEE | Cast Iron | FRONT AREA | 1 | Mech | 50000 | 15000 | Rate/cost should be as per scrap material | Only Weightage/Scrap Value is considered
254 | BT/A/06 | BASUDEVPUR PUMPING STATION | Basudevpur | Usable Material List/ SERVICEABLE MATERIAL | ф600*600*300 | AF TEE | Cast Iron | FRONT AREA | 1 | Mech | 50000 | 15000 | Rate/cost should be as per scrap material | Only Weightage/Scrap Value is considered
255 | BT/A/12 | BASUDEVPUR PUMPING STATION | Basudevpur | Usable Material List/ SERVICEABLE MATERIAL | 500*500*350 | AF TEE | Cast Iron | FRONT AREA | 1 | Mech | 50000 | 15000 | Rate/cost should be as per scrap material | Only Weightage/Scrap Value is considered
256 | BT/A/13 | BASUDEVPUR PUMPING STATION | Basudevpur | Usable Material List/ SERVICEABLE MATERIAL | ф500*500*150 | AF TEE | Cast Iron | FRONT AREA | 1 | Mech | 50000 | 15000 | Rate/cost should be as per scrap material | Only Weightage/Scrap Value is considered
257 | BT/A/15 | BASUDEVPUR PUMPING STATION | Basudevpur | Usable Material List/ SERVICEABLE MATERIAL | ф250*250*250 | AF TEE | Cast Iron | FRONT AREA | 1 | Mech | 50000 | 15000 | Rate/cost should be as per scrap material | Only Weightage/Scrap Value is considered
258 | BT/A/16 | BASUDEVPUR PUMPING STATION | Basudevpur | Usable Material List/ SERVICEABLE MATERIAL | 750*750*600 | AF TEE | Cast Iron | FRONT AREA | 1 | Mech | 50000 | 15000 | Rate/cost should be as per scrap material | Only Weightage/Scrap Value is considered
259 | BT/A/17 | BASUDEVPUR PUMPING STATION | Basudevpur | Usable Material List/ SERVICEABLE MATERIAL | ф500*500*150 | AF YTEE | Cast Iron | FRONT AREA | 1 | Mech | 50000 | 15000 | Rate/cost should be as per scrap material | Only Weightage/Scrap Value is considered
260 | BT/A/18 | BASUDEVPUR PUMPING STATION | Basudevpur | Usable Material List/ SERVICEABLE MATERIAL | ф1100*1100*600 | AF TEE | Cast Iron | FRONT AREA | 1 | Mech | 50000 | 15000 | Rate/cost should be as per scrap material | Only Weightage/Scrap Value is considered
261 | BM/A/4 | BASHUDEBPUR PUMPING STATION | Basudevpur | UNSERVICEABLE/Unusable MATERIAL | ф750*45 | AF TEE | CAST IRON | FRONT AREA | 1 | Mech | 50000 | 10000 | Rate/cost should be as per scrap material | Only Weightage/Scrap Value is considered
262 | BT/A/1 | BASHUDEBPUR PUMPING STATION | Basudevpur | UNSERVICEABLE/Unusable MATERIAL | ф500*500*150 | AF TEE | CAST IRON | FRONT AREA | 1 | Mech | 50000 | 10000 | Rate/cost should be as per scrap material | Only Weightage/Scrap Value is considered
263 | BT/A/2 | BASHUDEBPUR PUMPING STATION | Basudevpur | UNSERVICEABLE/Unusable MATERIAL | ф600*600*450 | AF TEE | CAST IRON | FRONT AREA | 1 | Mech | 50000 | 10000 | Rate/cost should be as per scrap material | Only Weightage/Scrap Value is considered
264 | BT/C/3 | BASHUDEBPUR PUMPING STATION | Basudevpur | UNSERVICEABLE/Unusable MATERIAL | ф600*600*200 | AF TEE | CAST IRON | FRONT AREA | 1 | Mech | 50000 | 10000 | Rate/cost should be as per scrap material | Only Weightage/Scrap Value is considered
265 | BT/C/4 | BASHUDEBPUR PUMPING STATION | Basudevpur | UNSERVICEABLE/Unusable MATERIAL | ф250*250*250 | AF TEE | CAST IRON | FRONT AREA | 1 | Mech | 50000 | 10000 | Rate/cost should be as per scrap material | Only Weightage/Scrap Value is considered
266 | CM/S3/465 | CHAITANYAPUR STORE NO. 3(USABLE MATERIAL) | Chaitanyapur | Usable Material List/ SERVICEABLE MATERIAL | 150/150/100MM | AF TEE |  | STORE 3 | 1 | Mech | 50000 | 15000 | Rate/cost should be as per scrap material | Only Weightage/Scrap Value is considered
267 | CM/S3/466 | CHAITANYAPUR STORE NO. 3(USABLE MATERIAL) | Chaitanyapur | Usable Material List/ SERVICEABLE MATERIAL | 250/250/200MM | AF TEE |  | STORE 3 | 1 | Mech | 50000 | 15000 | Rate/cost should be as per scrap material | Only Weightage/Scrap Value is considered
268 | CM/S3/467 | CHAITANYAPUR STORE NO. 3(USABLE MATERIAL) | Chaitanyapur | Usable Material List/ SERVICEABLE MATERIAL | 150/150/150MM | AF TEE |  | STORE 3 | 1 | Mech | 50000 | 15000 | Rate/cost should be as per scrap material | Only Weightage/Scrap Value is considered
269 | CM/S3/468 | CHAITANYAPUR STORE NO. 3(USABLE MATERIAL) | Chaitanyapur | Usable Material List/ SERVICEABLE MATERIAL | 200/200/280MM | AF TEE |  | STORE 3 | 1 | Mech | 50000 | 15000 | Rate/cost should be as per scrap material | Only Weightage/Scrap Value is considered
270 | CM/S2/139 | CHAITANYAPUR STORE 2B (UNUSABLE MATERIAL) | Chaitanyapur | UNSERVICEABLE/Unusable MATERIAL |  | BUSBAR PANNEL |  | STORE 2B | 1 | Mech | 50000 | 10000
271 | CM/S2/111-112 | CHAITANYAPUR STORE 2B (UNUSABLE MATERIAL) | Chaitanyapur | UNSERVICEABLE/Unusable MATERIAL | 250MM | BUTTER FLY VALVE |  | STORE 2B | 2 | Mech | 49600 | 2480
272 | GM/126-151 | GEONKHALI OLD 25 MGD WTP STORE 1 | Geonkhali | Usable Material List/ SERVICEABLE MATERIAL | 63 AMP | MCB |  | STORE 1 | 26 | Ele | 49374 | 7406.1
273 | CP/S2/147-159 | CHAITANYAPUR STORE NO. 2A(USABLE MATERIAL) | Chaitanyapur | Usable Material List/ SERVICEABLE MATERIAL | 200MM *2M | MS PIPE | MS | STORE 2A | 13 | pipe | 36730.2 | 36730.2
274 | CT/H/53-54 | CHAITANYAPUR PUMPING STATION(NEAR STORE AREA) | Chaitanyapur | Usable Material List/ SERVICEABLE MATERIAL | ф250*250*250 | ALL SOCKET TEE | Cast Iron | STORE AREA | 2 | Mech | 48000 | 14400
275 | BM59-64 | BASHUDEBPUR STORE NO. 2(USABLE MATERIAL) | Basudevpur | Usable Material List/ SERVICEABLE MATERIAL | .. | WATER TANK | FIBER | STORE 2 | 6 | Mech | 48000 | 19200
276 | BP/A/72-82 | BASUDEVPUR PUMPING STATION | Basudevpur | Usable Material List/ SERVICEABLE MATERIAL | ф100*5.5 | PIPE | DI | FRONT AREA | 11 | pipe | 35973.3 | 35973.3
277 | CP/B/43 | CHAITANYAPUR PUMPING STATION( NEAR STORE AREA) | Chaitanyapur | Usable Material List/ SERVICEABLE MATERIAL | ф900 x 3.5 | PIPE | DI | BESIDE SECURITY HOUSE | 1 | pipe | 35814.45 | 35814.45
278 | BP/A/187 | BASUDEVPUR PUMPING STATION | Basudevpur | Usable Material List/ SERVICEABLE MATERIAL | ф750*3.5 | PIPE | Cast Iron | FRONT AREA | 1 | pipe | 35814.45 | 35814.45
279 | CM/S3/101-120 | CHAITANYAPUR STORE NO. 3(USABLE MATERIAL) | Chaitanyapur | Usable Material List/ SERVICEABLE MATERIAL | 100MM*90DEGREE | DF BEND |  | STORE 3 | 20 | Mech | 47200 | 14160
280 | CM/S4/261-279 | CHAITANYAPUR STORE NO 4(USABLE MATERIAL) | Chaitanyapur | Usable Material List/ SERVICEABLE MATERIAL | 200*11.25 | DF BEND |  | STORE 4 | 19 | Mech | 44840 | 13452
281 | CV/H/12-14 | CHAITANYAPUR PUMPING STATION(NEAR STORE AREA) | Chaitanyapur | Usable Material List/ SERVICEABLE MATERIAL | ф200 | SLUICE VALVE | Cast Iron | STORE AREA | 3 | Mech | 44400 | 13320
282 | CV/H/54-56 | CHAITANYAPUR PUMPING STATION(NEAR STORE AREA) | Chaitanyapur | Usable Material List/ SERVICEABLE MATERIAL | ф250 | SLUICE VALVE | Cast Iron | STORE AREA | 3 | Mech | 44400 | 13320
283 | CM/S3/26-28 | CHAITANYAPUR STORE NO. 3(USABLE MATERIAL) | Chaitanyapur | Usable Material List/ SERVICEABLE MATERIAL | 250MM | SLICE VALVE |  | STORE 3 | 3 | Mech | 44400 | 13320
284 | CM/S3/29 | CHAITANYAPUR STORE NO. 3(USABLE MATERIAL) | Chaitanyapur | Usable Material List/ SERVICEABLE MATERIAL | 150MM | SLICE VALVE |  | STORE 3 | 3 | Mech | 44400 | 13320
285 | CV/H/20-21 | CHAITANYAPUR PUMPING STATION | Chaitanyapur | UNSERVICEABLE/Unusable MATERIAL | ф300 | PRESSURE RELEASE V/V | CAST IRON | STORE AREA | 2 | Mech | 43600 | 8720
286 | CP/A/19 | CHAITANYAPUR PUMPING STATION( NEAR STORE AREA) | Chaitanyapur | Usable Material List/ SERVICEABLE MATERIAL | ф700 x 3.5 | PIPE | DI | BESIDE SECURITY HOUSE | 1 | pipe | 31977.75 | 31977.75
287 | CP/H/364-365 | CHAITANYAPUR PUMPING STATION(NEAR STORE AREA) | Chaitanyapur | Usable Material List/ SERVICEABLE MATERIAL | ф500*3 | PIPE | Cast Iron | STORE AREA | 2 | pipe | 31876.2 | 31876.2
288 | BM/A/14-30 | BASUDEVPUR PUMPING STATION | Basudevpur | Usable Material List/ SERVICEABLE MATERIAL | ф600 | COLLER | Cast Iron | FRONT AREA | 17 | Mech | 42500 | 12750
289 | CV/H/57-58 | CHAITANYAPUR PUMPING STATION(NEAR STORE AREA) | Chaitanyapur | Usable Material List/ SERVICEABLE MATERIAL | ф200 | AIR VALVE | Cast Iron | STORE AREA | 2 | Mech | 42000 | 12600
290 | BM395-397 | BASUDEVPUR PUMPING STATION | Basudevpur | Usable Material List/ SERVICEABLE MATERIAL | 2000 LTR | WATER TANK | PVC | NEAR PUMP HOUSE | 3 | Mech | 42000 | 16800
291 | CV/H/24-25 | CHAITANYAPUR PUMPING STATION | Chaitanyapur | UNSERVICEABLE/Unusable MATERIAL | ф150 | AIR VALVE | CAST IRON | STORE AREA | 2 | Mech | 42000 | 2100
292 | BE87-92 | BASHUDEBPUR STORE NO. 2(USABLE MATERIAL) | Basudevpur | Usable Material List/ SERVICEABLE MATERIAL |  | STARTER |  | STORE 2 | 6 | Ele | 42000 | 6300
293 | BP/A/225-227 | BASUDEVPUR PUMPING STATION | Basudevpur | Usable Material List/ SERVICEABLE MATERIAL | ф250*5.5 | PIPE | DI | FRONT AREA | 3 | pipe | 31407.75 | 31407.75
294 | CP/H/534-538 | CHAITANYAPUR PUMPING STATION(NEAR STORE AREA) | Chaitanyapur | Usable Material List/ SERVICEABLE MATERIAL | ф350*2 | DF PIPE | Cast Iron | STORE AREA | 5 | pipe | 30927 | 30927
295 | GP/B/10-12 | GEONKHALI OLD WTP | Geonkhali | UNSERVICEABLE/Unusable MATERIAL | ф1100*1 | PIPE | CAST IRON | NEAR CWR | 3 | pipe | 30698.1 | 30698.1
296 | CM/H/586-593 | CHAITANYAPUR PUMPING STATION(NEAR STORE AREA) | Chaitanyapur | Usable Material List/ SERVICEABLE MATERIAL | ф600*11.25˚ | DS BEND | Cast Iron | STORE AREA | 8 | Mech | 40000 | 12000
297 | CM/S1/19-23 | CHAITANYAPUR STORE NO. 1(USABLE MATERIAL) | Chaitanyapur | Usable Material List/ SERVICEABLE MATERIAL | 2HP | MOTOR |  | STORE 1 | 5 | ele | 39995 | 15998
298 | CP/S2/4-10 | CHAITANYAPUR STORE NO. 2A(USABLE MATERIAL) | Chaitanyapur | Usable Material List/ SERVICEABLE MATERIAL | 200MM*3M | MS PIPE | MS | STORE 2A | 7 | pipe | 29666.7 | 29666.7
299 | BP/A/195 | BASUDEVPUR PUMPING STATION | Basudevpur | Usable Material List/ SERVICEABLE MATERIAL | ф500*5.5 | PIPE | Cast Iron | FRONT AREA | 1 | pipe | 29219.85 | 29219.85
300 | CM/G/119-129 | CHAITANYAPUR PUMPING STATION( NEAR STORE AREA) | Chaitanyapur | Usable Material List/ SERVICEABLE MATERIAL | ф1100X45˚ | BEND | Cast Iron | NEAR HOUSING COMPLEX | 11 | Mech | 37763 | 11328.9
301 | CP/H/488-489 | CHAITANYAPUR PUMPING STATION(NEAR STORE AREA) | Chaitanyapur | Usable Material List/ SERVICEABLE MATERIAL | ф600*2 | DF PIPE | Cast Iron | STORE AREA | 2 | pipe | 28320 | 28320
302 | CP/B/42 | CHAITANYAPUR PUMPING STATION( NEAR STORE AREA) | Chaitanyapur | Usable Material List/ SERVICEABLE MATERIAL | ф900 x 2.7 | PIPE | DI | BESIDE SECURITY HOUSE | 1 | pipe | 27628.29 | 27628.29
303 | GP/B/8 | GEONKHALI OLD WTP | Geonkhali | UNSERVICEABLE/Unusable MATERIAL | ф450*6 | PIPE | MS | NEAR CWR | 1 | pipe | 27228.6 | 27228.6
304 | BV2-3 | BASHUDEBPUR STORE NO. 1 (USABLE MATERIAL) | Basudevpur | Usable Material List/ SERVICEABLE MATERIAL | ф100 | SV | CAST IRON | STORE 1 | 2 | Mech | 36000 | 10800
305 | BV 21-22 | BASUDEVPUR STORE 1 / STORE 2(UNUSABLE MATERIAL ) | Basudevpur | UNSERVICEABLE/Unusable MATERIAL | ф100 | SV | CAST IRON | STORE 1 | 2 | Mech | 36000 | 7200
306 | CM/H/488-494 | CHAITANYAPUR PUMPING STATION(NEAR STORE AREA) | Chaitanyapur | Usable Material List/ SERVICEABLE MATERIAL | ф500*22.5˚ | DS BEND | Cast Iron | STORE AREA | 7 | Mech | 35000 | 10500
307 | CM/H/495-501 | CHAITANYAPUR PUMPING STATION(NEAR STORE AREA) | Chaitanyapur | Usable Material List/ SERVICEABLE MATERIAL | ф500*90˚ | DS BEND | Cast Iron | STORE AREA | 7 | Mech | 35000 | 10500
308 | CP/H/480-484 | CHAITANYAPUR PUMPING STATION(NEAR STORE AREA) | Chaitanyapur | Usable Material List/ SERVICEABLE MATERIAL | ф250*2.7 | DF PIPE | Cast Iron | STORE AREA | 5 | pipe | 25697.25 | 25697.25
309 | CM/S3/403-405 | CHAITANYAPUR STORE NO. 3(USABLE MATERIAL) | Chaitanyapur | Usable Material List/ SERVICEABLE MATERIAL | 100MM | PRV |  | STORE 3 | 3 | Mech | 34032 | 10209.6
310 | GM/155-163 | GEONKHALI OLD 25 MGD WTP STORE 1 | Geonkhali | Usable Material List/ SERVICEABLE MATERIAL |  | DOUBLE DIELECTRIC CAPACITOR |  | STORE 1 | 9 | Mech | 34020 | 1701 | 2300 | It has only weight rate | Only Salvage Value considered
311 | BE 76 | BASHUDEBPUR STORE NO. 2(USABLE MATERIAL) | Basudevpur | Usable Material List/ SERVICEABLE MATERIAL | 150A | CONTACTOR |  | STORE 2 | 1 | ele | 33800 | 1690 | 100 | It has only weight rate | Only Salvage Value considered
312 | CM/S1/1 | CHAITANYAPUR STORE NO. 1(USABLE MATERIAL) | Chaitanyapur | Usable Material List/ SERVICEABLE MATERIAL | ф250 | FLOW METER |  | STORE 1 | 1 | Mech | 33700 | 10110
313 | CM/S1/2 | CHAITANYAPUR STORE NO. 1(USABLE MATERIAL) | Chaitanyapur | Usable Material List/ SERVICEABLE MATERIAL | ф150 | FLOW METER |  | STORE 1 | 1 | Mech | 33700 | 10110
314 | CM/S1/3 | CHAITANYAPUR STORE NO. 1(USABLE MATERIAL) | Chaitanyapur | Usable Material List/ SERVICEABLE MATERIAL | ф200 | FLOW METER |  | STORE 1 | 1 | Mech | 33700 | 10110
315 | CM/S1/4 | CHAITANYAPUR STORE NO. 1(USABLE MATERIAL) | Chaitanyapur | Usable Material List/ SERVICEABLE MATERIAL | ф100 | FLOW METER |  | STORE 1 | 1 | Mech | 33700 | 10110
316 | CM/S1/5 | CHAITANYAPUR STORE NO. 1(USABLE MATERIAL) | Chaitanyapur | Usable Material List/ SERVICEABLE MATERIAL | ф80 | FLOW METER |  | STORE 1 | 1 | Mech | 33700 | 10110
317 | CM/S1/6 | CHAITANYAPUR STORE NO. 1(USABLE MATERIAL) | Chaitanyapur | Usable Material List/ SERVICEABLE MATERIAL | ф50 | FLOW METER |  | STORE 1 | 1 | Mech | 33700 | 10110
318 | CM/S1/7 | CHAITANYAPUR STORE NO. 1(USABLE MATERIAL) | Chaitanyapur | Usable Material List/ SERVICEABLE MATERIAL | ф50 | FLOW METER |  | STORE 1 | 1 | Mech | 33700 | 10110
319 | CM/S1/8 | CHAITANYAPUR STORE NO. 1(USABLE MATERIAL) | Chaitanyapur | Usable Material List/ SERVICEABLE MATERIAL | ф50 | FLOW METER |  | STORE 1 | 1 | Mech | 33700 | 10110
320 | CM/S1/9 | CHAITANYAPUR STORE NO. 1(USABLE MATERIAL) | Chaitanyapur | Usable Material List/ SERVICEABLE MATERIAL | ф50 | FLOW METER |  | STORE 1 | 1 | Mech | 33700 | 10110
321 | CM/S1/10 | CHAITANYAPUR STORE NO. 1(USABLE MATERIAL) | Chaitanyapur | Usable Material List/ SERVICEABLE MATERIAL | ф100 | FLOW METER |  | STORE 1 | 1 | Mech | 33700 | 10110
322 | CM/S1/11 | CHAITANYAPUR STORE NO. 1(USABLE MATERIAL) | Chaitanyapur | Usable Material List/ SERVICEABLE MATERIAL | ф80 | FLOW METER |  | STORE 1 | 1 | Mech | 33700 | 10110
323 | CM/S1/12 | CHAITANYAPUR STORE NO. 1(USABLE MATERIAL) | Chaitanyapur | Usable Material List/ SERVICEABLE MATERIAL | ф80 | FLOW METER |  | STORE 1 | 1 | Mech | 33700 | 10110
324 | CM/S1/34 | CHAITANYAPUR STORE NO. 1(USABLE MATERIAL) | Chaitanyapur | Usable Material List/ SERVICEABLE MATERIAL | ф500 | FLOW METER |  | STORE 1 | 1 | Mech | 33700 | 10110
325 | CM/S1/1 | CHAITANYAPUR STORE 1 (UNUSABLE MATERIAL) | Chaitanyapur | UNSERVICEABLE/Unusable MATERIAL | ф250 | FLOW METER |  | STORE 1 | 1 | Mech | 33700 | 1685
326 | CM/S1/2 | CHAITANYAPUR STORE 1 (UNUSABLE MATERIAL) | Chaitanyapur | UNSERVICEABLE/Unusable MATERIAL | ф200 | FLOW METER |  | STORE 1 | 1 | Mech | 33700 | 1685
327 | CM/S1/3 | CHAITANYAPUR STORE 1 (UNUSABLE MATERIAL) | Chaitanyapur | UNSERVICEABLE/Unusable MATERIAL | ф80 | FLOW METER |  | STORE 1 | 1 | Mech | 33700 | 1685
328 | CM/S2/26 | CHAITANYAPUR STORE 2B (UNUSABLE MATERIAL) | Chaitanyapur | UNSERVICEABLE/Unusable MATERIAL | 100MM | FLOW METER |  | STORE 2B | 1 | Mech | 33700 | 1685
329 | BP/A/183 | BASUDEVPUR PUMPING STATION | Basudevpur | Usable Material List/ SERVICEABLE MATERIAL | ф600*3.5 | PIPE | Cast Iron | FRONT AREA | 1 | pipe | 24780 | 24780
330 | BM357-364 | BASHUDEBPUR STORE NO. 1 (USABLE MATERIAL) | Basudevpur | Usable Material List/ SERVICEABLE MATERIAL | 8 BOX | ACTUATOR PARTS | CAST IRON | STORE 1 | 8 | Ele | 32000 | 4800
331 | GM/427-434 | GEONKHALI OLD 25 MGD WTP STORE 1 | Geonkhali | Usable Material List/ SERVICEABLE MATERIAL |  | BAND SWITCH |  | STORE 1 | 8 | Mech | 32000 | 9600
332 | GM/1-4 | GEONKHALI OLD 25 MGD WTP STORE 1 | Geonkhali | Usable Material List/ SERVICEABLE MATERIAL |  | MOTOR |  | STORE 1 | 4 | ele | 31996 | 3199.6 | 100 | It has only weight rate | Only Salvage Value considered
333 | GM/378-381 | GEONKHALI OLD 25 MGD WTP STORE 1 | Geonkhali | Usable Material List/ SERVICEABLE MATERIAL |  | MOTOR |  | STORE 1 | 4 | ele | 31996 | 3199.6 | 100 | It has only weight rate | Only Salvage Value considered
334 | GM/33 | GEONKHALI OLD 25 MGD WTP STORE 2 | Geonkhali | Usable Material List/ SERVICEABLE MATERIAL | 5 HP | DIESEL PUMP |  | STORE 2 | 1 | Mech | 31500 | 12600
335 | CP/A/08 | CHAITANYAPUR PUMPING STATION( NEAR STORE AREA) | Chaitanyapur | Usable Material List/ SERVICEABLE MATERIAL | ф1000 x 2.3 | PIPE | DI | BESIDE SECURITY HOUSE | 1 | pipe | 23535.21 | 23535.21 | Rate/cost should be as per scrap material | Only Weightage/Scrap Value is considered
336 | CV/H/75 | CHAITANYAPUR PUMPING STATION(NEAR STORE AREA) | Chaitanyapur | Usable Material List/ SERVICEABLE MATERIAL | ф750 | NRV | Cast Iron | STORE AREA | 1 | Mech | 31065 | 9319.5 | Rate/cost should be as per scrap material | Only Weightage/Scrap Value is considered
337 | CV/H/76 | CHAITANYAPUR PUMPING STATION(NEAR STORE AREA) | Chaitanyapur | Usable Material List/ SERVICEABLE MATERIAL | ф1100 | NRV | Cast Iron | STORE AREA | 1 | Mech | 31065 | 9319.5 | Rate/cost should be as per scrap material | Only Weightage/Scrap Value is considered
338 | CV/H/79 | CHAITANYAPUR PUMPING STATION(NEAR STORE AREA) | Chaitanyapur | Usable Material List/ SERVICEABLE MATERIAL | ф500 | NRV | Cast Iron | STORE AREA | 1 | Mech | 31065 | 9319.5 | Rate/cost should be as per scrap material | Only Weightage/Scrap Value is considered
339 | CV/H/80 | CHAITANYAPUR PUMPING STATION(NEAR STORE AREA) | Chaitanyapur | Usable Material List/ SERVICEABLE MATERIAL | ф600 | NRV | Cast Iron | STORE AREA | 1 | Mech | 31065 | 9319.5 | Rate/cost should be as per scrap material | Only Weightage/Scrap Value is considered
340 | CV/H/19 | CHAITANYAPUR PUMPING STATION | Chaitanyapur | UNSERVICEABLE/Unusable MATERIAL | ф350 | NRV | CAST IRON | STORE AREA | 1 | Mech | 31065 | 1553.25 | Rate/cost should be as per scrap material | Only Weightage/Scrap Value is considered
341 | BV/A/5 | BASHUDEBPUR PUMPING STATION | Basudevpur | UNSERVICEABLE/Unusable MATERIAL | ф600 | NRV | CAST IRON | FRONT AREA | 1 | Mech | 31065 | 1553.25 | Rate/cost should be as per scrap material | Only Weightage/Scrap Value is considered
342 | BV14 | BASHUDEBPUR STORE NO. 1 (USABLE MATERIAL) | Basudevpur | Usable Material List/ SERVICEABLE MATERIAL | ф100 | NRV | CAST IRON | STORE 1 | 1 | Mech | 31065 | 9319.5 | ok
343 | BV17 | BASHUDEBPUR STORE NO. 1 (USABLE MATERIAL) | Basudevpur | Usable Material List/ SERVICEABLE MATERIAL | ф200 | NRV | CAST IRON | STORE 1 | 1 | Mech | 31065 | 9319.5 | ok
344 | BV20 | BASHUDEBPUR STORE NO. 1 (USABLE MATERIAL) | Basudevpur | Usable Material List/ SERVICEABLE MATERIAL | ф250 | NRV | CAST IRON | STORE 1 | 1 | Mech | 31065 | 9319.5 | ok
345 | CM/S3/455 | CHAITANYAPUR STORE NO. 3(USABLE MATERIAL) | Chaitanyapur | Usable Material List/ SERVICEABLE MATERIAL | 200MM | NRV |  | STORE 3 | 1 | Mech | 31065 | 9319.5 | ok
346 | BV 5 | BASUDEVPUR STORE 1 / STORE 2(UNUSABLE MATERIAL ) | Basudevpur | UNSERVICEABLE/Unusable MATERIAL | ф150 | NRV | CAST IRON | STORE 1 | 1 | Mech | 31065 | 1553.25 | ok
347 | BV 6 | BASUDEVPUR STORE 1 / STORE 2(UNUSABLE MATERIAL ) | Basudevpur | UNSERVICEABLE/Unusable MATERIAL | ф80 | NRV | CAST IRON | STORE 1 | 1 | Mech | 31065 | 1553.25 | ok
348 | CM/S2/106 | CHAITANYAPUR STORE 2B (UNUSABLE MATERIAL) | Chaitanyapur | UNSERVICEABLE/Unusable MATERIAL | 150MM | NRV |  | STORE 2B | 1 | Mech | 31065 | 1553.25 | ok
349 | CP/S2/11-18 | CHAITANYAPUR STORE NO. 2A(USABLE MATERIAL) | Chaitanyapur | Usable Material List/ SERVICEABLE MATERIAL | 150*3M | MS PIPE | MS | STORE 2A | 8 | pipe | 23169.6 | 23169.6 | ok
350 | CP/H/539-544 | CHAITANYAPUR PUMPING STATION(NEAR STORE AREA) | Chaitanyapur | Usable Material List/ SERVICEABLE MATERIAL | ф250*2 | DF PIPE | Cast Iron | STORE AREA | 6 | pipe | 22842 | 22842 | ok
351 | CP/A/17 | CHAITANYAPUR PUMPING STATION( NEAR STORE AREA) | Chaitanyapur | Usable Material List/ SERVICEABLE MATERIAL | ф700 x 2.5 | PIPE | DI | BESIDE SECURITY HOUSE | 1 | pipe | 22841.25 | 22841.25 | ok
352 | GM/B/107 | GEONKHALI OLD 25 MGD WTP | Geonkhali | Usable Material List/ SERVICEABLE MATERIAL | ф1100 | METALIC BELOW | Cast Iron | BESIDE CHEMICALHOUSE | 1 | Mech | 30000 | 9000 | ok
353 | CM/H/294-295 | CHAITANYAPUR PUMPING STATION(NEAR STORE AREA) | Chaitanyapur | Usable Material List/ SERVICEABLE MATERIAL | ф600*22.5˚ | DOUBLE SOCKET BEND | Cast Iron | STORE AREA | 2 | Mech | 30000 | 9000 | Rate/cost should be as per scrap material | Only Weightage/Scrap Value is considered
354 | CP/H/602-631 | CHAITANYAPUR PUMPING STATION(NEAR STORE AREA) | Chaitanyapur | Usable Material List/ SERVICEABLE MATERIAL | ф500*2 | DFP | Cast Iron | STORE AREA | 30 | Mech | 30000 | 9000 | Rate/cost should be as per scrap material | Only Weightage/Scrap Value is considered
355 | BM/A/51-52 | BASUDEVPUR PUMPING STATION | Basudevpur | Usable Material List/ SERVICEABLE MATERIAL | ф600*22.5˚ | DOUBLE SOCKET BEND | Cast Iron | FRONT AREA | 2 | Mech | 30000 | 9000 | Rate/cost should be as per scrap material | Only Weightage/Scrap Value is considered
356 | BE 114-116 | BASHUDEBPUR STORE NO. 2(USABLE MATERIAL) | Basudevpur | Usable Material List/ SERVICEABLE MATERIAL |  | PUMP MOTOR SET |  | STORE 2 | 3 | ele | 30000 | 12000 | ok
357 | CM/S2/10-19 | CHAITANYAPUR STORE NO. 2A(USABLE MATERIAL) | Chaitanyapur | Usable Material List/ SERVICEABLE MATERIAL | ф500 | V/V WHEEL | CAST IRON | STORE 2A | 10 | Mech | 30000 | 9000 | Rate/cost should be as per scrap material | Only Weightage/Scrap Value is considered
358 | CM/S2/25-34 | CHAITANYAPUR STORE NO. 2A(USABLE MATERIAL) | Chaitanyapur | Usable Material List/ SERVICEABLE MATERIAL | ф400 | V/V WHEEL | CAST IRON | STORE 2A | 10 | Mech | 30000 | 9000 | Rate/cost should be as per scrap material | Only Weightage/Scrap Value is considered
359 | CM/S2/55-60 | CHAITANYAPUR STORE NO. 2A(USABLE MATERIAL) | Chaitanyapur | Usable Material List/ SERVICEABLE MATERIAL | ф150 | BALL VALVE |  | STORE 2A | 6 | Mech | 30000 | 9000 | ok
360 | CM/S3/508-513 | CHAITANYAPUR STORE NO. 3(USABLE MATERIAL) | Chaitanyapur | Usable Material List/ SERVICEABLE MATERIAL | 200*22.5DEGREE | DS BEND |  | STORE 3 | 6 | Mech | 30000 | 9000 | ok
361 | GM/30-31 | GEONKHALI OLD 25 MGD WTP STORE 2 | Geonkhali | Usable Material List/ SERVICEABLE MATERIAL |  | MOTOR WITH PUMP |  | STORE 2 | 2 | ele | 30000 | 12000
362 | BM1 | BASHUDEBPUR STORE NO. 1 (USABLE MATERIAL) | Basudevpur | Usable Material List/ SERVICEABLE MATERIAL | ф100mm | WATER METER | CAST IRON | STORE 1 | 1 | Mech | 29900 | 8970
363 | BM4 | BASHUDEBPUR STORE NO. 1 (USABLE MATERIAL) | Basudevpur | Usable Material List/ SERVICEABLE MATERIAL | ф150 | WATER METER | CAST IRON | STORE 1 | 1 | Mech | 29900 | 8970
364 | BM5 | BASHUDEBPUR STORE NO. 1 (USABLE MATERIAL) | Basudevpur | Usable Material List/ SERVICEABLE MATERIAL | ф100 | WATER METER | CAST IRON | STORE 1 | 1 | Mech | 29900 | 8970
365 | BM20 | BASHUDEBPUR STORE NO. 1 (USABLE MATERIAL) | Basudevpur | Usable Material List/ SERVICEABLE MATERIAL | ф150 | WATER METER | CAST IRON | STORE 1 | 1 | Mech | 29900 | 8970
366 | BM27 | BASHUDEBPUR STORE NO. 1 (USABLE MATERIAL) | Basudevpur | Usable Material List/ SERVICEABLE MATERIAL | ф50 | WATER METER | CAST IRON | STORE 1 | 1 | Mech | 29900 | 8970
367 | BM49 | BASHUDEBPUR STORE NO. 1 (USABLE MATERIAL) | Basudevpur | Usable Material List/ SERVICEABLE MATERIAL | ф200 | WATER METER | CAST IRON | STORE 1 | 1 | Mech | 29900 | 8970
368 | BM82 | BASHUDEBPUR STORE NO. 1 (USABLE MATERIAL) | Basudevpur | Usable Material List/ SERVICEABLE MATERIAL | ф25 | WATER METER | CAST IRON | STORE 1 | 1 | Mech | 29900 | 8970
369 | BM83 | BASHUDEBPUR STORE NO. 1 (USABLE MATERIAL) | Basudevpur | Usable Material List/ SERVICEABLE MATERIAL | ф20 | WATER METER | CAST IRON | STORE 1 | 1 | Mech | 29900 | 8970
370 | BE 13 | BASHUDEBPUR STORE NO. 2(USABLE MATERIAL) | Basudevpur | Usable Material List/ SERVICEABLE MATERIAL | 200A | MAIN S/W |  | STORE 2 | 1 | Ele | 29900 | 0 | 0 | It has no commercial value
371 | BE 57 | BASHUDEBPUR STORE NO. 2(USABLE MATERIAL) | Basudevpur | Usable Material List/ SERVICEABLE MATERIAL | 100 A | MAIN S/W |  | STORE 2 | 1 | Ele | 29900 | 0 | 0 | It has no commercial value
372 | BE 74 | BASHUDEBPUR STORE NO. 2(USABLE MATERIAL) | Basudevpur | Usable Material List/ SERVICEABLE MATERIAL | 100A | MAIN S/W |  | STORE 2 | 1 | Ele | 29900 | 0 | 0 | It has no commercial value
373 | BM 1 | BASUDEVPUR STORE 1 / STORE 2(UNUSABLE MATERIAL ) | Basudevpur | UNSERVICEABLE/Unusable MATERIAL | ф100 | WATER METER | CAST IRON | STORE 1 | 1 | Mech | 29900 | 1495 | ok
374 | BM 10 | BASUDEVPUR STORE 1 / STORE 2(UNUSABLE MATERIAL ) | Basudevpur | UNSERVICEABLE/Unusable MATERIAL | ф250 | WATER METER | CAST IRON | STORE 1 | 1 | Mech | 29900 | 1495 | ok
375 | BM 11 | BASUDEVPUR STORE 1 / STORE 2(UNUSABLE MATERIAL ) | Basudevpur | UNSERVICEABLE/Unusable MATERIAL | ф300 | WATER METER | CAST IRON | STORE 1 | 1 | Mech | 29900 | 1495 | ok
376 | BM 12 | BASUDEVPUR STORE 1 / STORE 2(UNUSABLE MATERIAL ) | Basudevpur | UNSERVICEABLE/Unusable MATERIAL | ф150 | WATER METER | CAST IRON | STORE 1 | 1 | Mech | 29900 | 1495 | ok
377 | BM 15 | BASUDEVPUR STORE 1 / STORE 2(UNUSABLE MATERIAL ) | Basudevpur | UNSERVICEABLE/Unusable MATERIAL | ф150 | WATER METER | CAST IRON | STORE 1 | 1 | Mech | 29900 | 1495 | ok
378 | BM 32 | BASUDEVPUR STORE 1 / STORE 2(UNUSABLE MATERIAL ) | Basudevpur | UNSERVICEABLE/Unusable MATERIAL | ф20 | WATER METER | CAST IRON | STORE 1 | 1 | Mech | 29900 | 1495 | ok
379 | BM 42 | BASUDEVPUR STORE 1 / STORE 2(UNUSABLE MATERIAL ) | Basudevpur | UNSERVICEABLE/Unusable MATERIAL | ф200 | WATER METER | CAST IRON | STORE 1 | 1 | Mech | 29900 | 1495 | ok
380 | BM 64 | BASUDEVPUR STORE 1 / STORE 2(UNUSABLE MATERIAL ) | Basudevpur | UNSERVICEABLE/Unusable MATERIAL | ф200 | WATER METER | CAST IRON | STORE 1 | 1 | Mech | 29900 | 1495 | ok
381 | GM/73-74 | GEONKHALI OLD 25 MGD WTP STORE 1 | Geonkhali | Usable Material List/ SERVICEABLE MATERIAL |  | EARTH FAULT RELAY |  | STORE 1 | 2 | Ele | 29800 | 2980 | 0 | It has no commercial value
382 | GV/B/97 -98 | GEONKHALI OLD 25 MGD WTP | Geonkhali | Usable Material List/ SERVICEABLE MATERIAL | ф1000 | SLUICE VALVE | Cast Iron | BESIDE CHEMICALHOUSE | 2 | Mech | 29600 | 8880
383 | CV/H/16-17 | CHAITANYAPUR PUMPING STATION | Chaitanyapur | UNSERVICEABLE/Unusable MATERIAL | ф200 | SLUICE VALVE | CAST IRON | STORE AREA | 2 | Mech | 29600 | 1480 | ok
384 | CV/H/22-23 | CHAITANYAPUR PUMPING STATION | Chaitanyapur | UNSERVICEABLE/Unusable MATERIAL | ф250 | SLUICE VALVE | CAST IRON | STORE AREA | 2 | Mech | 29600 | 1480 | ok
385 | CM/S2/34-35 | CHAITANYAPUR STORE 2B (UNUSABLE MATERIAL) | Chaitanyapur | UNSERVICEABLE/Unusable MATERIAL | 100MM | SLICE VALVE |  | STORE 2B | 2 | Mech | 29600 | 1480 | ok
386 | CM/S2/104-105 | CHAITANYAPUR STORE 2B (UNUSABLE MATERIAL) | Chaitanyapur | UNSERVICEABLE/Unusable MATERIAL | 150MM | SLICE VALVE |  | STORE 2B | 2 | Mech | 29600 | 1480 | ok
387 | HP/A/14 | HATIBERIA PUMPING STATION | Hatiberia | Usable Material List/ SERVICEABLE MATERIAL | ф500X4.1 | PIPE | Cast Iron | FRONT AREA | 1 | pipe | 21782.07 | 21782.07 | scrap material | Only Weightage/Scrap Value is considered
388 | CP/H/499-505 | CHAITANYAPUR PUMPING STATION(NEAR STORE AREA) | Chaitanyapur | Usable Material List/ SERVICEABLE MATERIAL | ф350*1 | DF PIPE | Cast Iron | STORE AREA | 7 | pipe | 21648.9 | 21648.9 | scrap material | Only Weightage/Scrap Value is considered
389 | BP/A/255-256 | BASUDEVPUR PUMPING STATION | Basudevpur | Usable Material List/ SERVICEABLE MATERIAL | ф500*2 | PIPE | Cast Iron | FRONT AREA | 2 | pipe | 21250.8 | 21250.8 | scrap material | Only Weightage/Scrap Value is considered
390 | BP/A/63-64 | BASHUDEBPUR PUMPING STATION | Basudevpur | UNSERVICEABLE/Unusable MATERIAL | ф500*2 | PIPE | CAST IRON | FRONT AREA | 2 | pipe | 21250.8 | 21250.8 | scrap material | Only Weightage/Scrap Value is considered
391 | BP/A/28-33 | BASHUDEBPUR PUMPING STATION | Basudevpur | UNSERVICEABLE/Unusable MATERIAL | ф600*500 | PIPE | CAST IRON | FRONT AREA | 6 | pipe | 21240 | 21240 | scrap material | Only Weightage/Scrap Value is considered
392 | BP/A/6-8 | BASHUDEBPUR PUMPING STATION | Basudevpur | UNSERVICEABLE/Unusable MATERIAL | ф200*5 | PIPE | DUCTILE IRON | FRONT AREA | 3 | pipe | 21190.5 | 21190.5 | scrap material | Only Weightage/Scrap Value is considered
393 | CM/H/380-383 | CHAITANYAPUR PUMPING STATION(NEAR STORE AREA) | Chaitanyapur | Usable Material List/ SERVICEABLE MATERIAL | ф750 | BLIND FLANGE | Cast Iron | STORE AREA | 4 | Mech | 28000 | 8400 | scrap material
394 | HP/A/1 -2 | HATIBERIA PUMPING STATION | Hatiberia | Usable Material List/ SERVICEABLE MATERIAL | ф250X5.5 | PIPE | DI | FRONT AREA | 2 | pipe | 20938.5 | 20938.5 | scrap material | Only Weightage/Scrap Value is considered
395 | BM68 | BASHUDEBPUR STORE NO. 2(USABLE MATERIAL) | Basudevpur | Usable Material List/ SERVICEABLE MATERIAL | 1135M3/HR | CF PUMP |  | STORE 2 | 1 | Mech | 27800 | 11120 | scrap material
396 | CM/S3/168-173 | CHAITANYAPUR STORE NO. 3(USABLE MATERIAL) | Chaitanyapur | Usable Material List/ SERVICEABLE MATERIAL | 100*90DEGREE | DUCK BEND |  | STORE 3 | 6 | Mech | 27618 | 8285.4 | scrap material
397 | GM/A/65 -66 | GEONKHALI OLD 25 MGD WTP | Geonkhali | Usable Material List/ SERVICEABLE MATERIAL | ф1100mm x 45˚ | BEND PIPE | MS | Beside Substation | 2 | pipe | 20465.4 | 20465.4 | scrap material | Only Weightage/Scrap Value is considered
398 | GM/A/70 -71 | GEONKHALI OLD 25 MGD WTP | Geonkhali | Usable Material List/ SERVICEABLE MATERIAL | ф750 X 90˚ | BEND PIPE | Cast Iron | Beside Substation | 2 | pipe | 20465.4 | 20465.4 | scrap material | Only Weightage/Scrap Value is considered
399 | GM/A/87,87A | GEONKHALI OLD 25 MGD WTP | Geonkhali | Usable Material List/ SERVICEABLE MATERIAL | ф1100 11.25 ˚ | BEND PIPE | Cast Iron | Beside Substation | 2 | pipe | 20465.4 | 20465.4 | scrap material | Only Weightage/Scrap Value is considered
400 | CP/E/295 | CHAITANYAPUR PUMPING STATION( NEAR STORE AREA) | Chaitanyapur | Usable Material List/ SERVICEABLE MATERIAL | ф1100 x 2 | PIPE | Cast Iron | NEAR HOUSING COMPLEX | 1 | pipe | 20465.4 | 20465.4 | scrap material | Only Weightage/Scrap Value is considered
401 | CP/H/393 | CHAITANYAPUR PUMPING STATION(NEAR STORE AREA) | Chaitanyapur | Usable Material List/ SERVICEABLE MATERIAL | ф900*2 | PIPE | DI | STORE AREA | 1 | pipe | 20465.4 | 20465.4 | scrap material | Only Weightage/Scrap Value is considered
402 | BP/A/102 | BASUDEVPUR PUMPING STATION | Basudevpur | Usable Material List/ SERVICEABLE MATERIAL | ф750*2 | PIPE | MS | FRONT AREA | 1 | pipe | 20465.4 | 20465.4 | scrap material | Only Weightage/Scrap Value is considered
403 | BP/A/210 | BASUDEVPUR PUMPING STATION | Basudevpur | Usable Material List/ SERVICEABLE MATERIAL | ф1100*2 | DF PIPE | Cast Iron | FRONT AREA | 1 | pipe | 20465.4 | 20465.4 | scrap material | Only Weightage/Scrap Value is considered
404 | BP/C/101 | BASHUDEBPUR PUMPING STATION | Basudevpur | UNSERVICEABLE/Unusable MATERIAL | ф1100*2 | PIPE | CAST IRON | FRONT AREA | 1 | pipe | 20465.4 | 20465.4 | scrap material | Only Weightage/Scrap Value is considered
405 | CP/H/340-341 | CHAITANYAPUR PUMPING STATION | Chaitanyapur | UNSERVICEABLE/Unusable MATERIAL | ф500*1.9 | PIPE | CAST IRON | STORE AREA | 2 | pipe | 20188.26 | 20188.26 | scrap material | Only Weightage/Scrap Value is considered
406 | GM/71-72 | GEONKHALI OLD 25 MGD WTP STORE 1 | Geonkhali | Usable Material List/ SERVICEABLE MATERIAL | 70 AMP | CONTACTOR |  | STORE 1 | 2 | ele | 26832 | 4024.8 | 0 | It has no commercial value
407 | CP/A/10 | CHAITANYAPUR PUMPING STATION( NEAR STORE AREA) | Chaitanyapur | Usable Material List/ SERVICEABLE MATERIAL | ф1000 x 1.95 | PIPE | DI | BESIDE SECURITY HOUSE | 1 | pipe | 19953.765 | 19953.765 | ok
408 | CM/S3/263-272 | CHAITANYAPUR STORE NO. 3(USABLE MATERIAL) | Chaitanyapur | Usable Material List/ SERVICEABLE MATERIAL | 80MM | DT JOINT |  | STORE 3 | 15 | Mech | 26550 | 7965 | ok
409 | CT/H/144-150 | CHAITANYAPUR PUMPING STATION(NEAR STORE AREA) | Chaitanyapur | Usable Material List/ SERVICEABLE MATERIAL | ф500*500*250 | DF TEE | Cast Iron | STORE AREA | 7 | Mech | 26117 | 7835.1 | ok
410 | CT/H/151-157 | CHAITANYAPUR PUMPING STATION(NEAR STORE AREA) | Chaitanyapur | Usable Material List/ SERVICEABLE MATERIAL | ф400*400*200 | DF TEE | Cast Iron | STORE AREA | 7 | Mech | 26117 | 7835.1 | ok
411 | CM/G/50-101 | CHAITANYAPUR PUMPING STATION( NEAR STORE AREA) | Chaitanyapur | Usable Material List/ SERVICEABLE MATERIAL | ф1100 | SOCKET | Cast Iron | NEAR HOUSING COMPLEX | 52 | Ele | 26000 | 3900 | ok
412 | CM/S1/28 | CHAITANYAPUR STORE NO. 1(USABLE MATERIAL) | Chaitanyapur | Usable Material List/ SERVICEABLE MATERIAL |  | MULTI STAGE PUMP | CAST IRON | STORE 1 | 1 | Mech | 25000 | 10000 | scrap
413 | BM223-227 | BASHUDEBPUR STORE NO. 1 (USABLE MATERIAL) | Basudevpur | Usable Material List/ SERVICEABLE MATERIAL | ф25 | DURT BOX | CAST IRON | STORE 1 | 5 | Mech | 24900 | 7470 | ok
414 | CV/H/45 | CHAITANYAPUR PUMPING STATION | Chaitanyapur | UNSERVICEABLE/Unusable MATERIAL | ф600 | BUTTER FLY VALVE | CAST IRON | STORE AREA | 1 | Mech | 24800 | 1240 | ok
415 | BM/A/2 | BASHUDEBPUR PUMPING STATION | Basudevpur | UNSERVICEABLE/Unusable MATERIAL | ф200*200 | STRAINER | CAST IRON | FRONT AREA | 1 | Mech | 24800 | 4960 | ok
416 | BV/A/6 | BASHUDEBPUR PUMPING STATION | Basudevpur | UNSERVICEABLE/Unusable MATERIAL | ф1100 | BUTTER FLY VALVE | CAST IRON | FRONT AREA | 1 | Mech | 24800 | 1240 | ok
417 | BV/C/7 | BASHUDEBPUR PUMPING STATION | Basudevpur | UNSERVICEABLE/Unusable MATERIAL | ф750 | BUTTER FLY VALVE | CAST IRON | FRONT AREA | 1 | Mech | 24800 | 1240 | ok
418 | BV/C/10 | BASHUDEBPUR PUMPING STATION | Basudevpur | UNSERVICEABLE/Unusable MATERIAL | ф600 | BUTTER FLY VALVE | CAST IRON | FRONT AREA | 1 | Mech | 24800 | 1240 | ok
419 | BV/C/11 | BASHUDEBPUR PUMPING STATION | Basudevpur | UNSERVICEABLE/Unusable MATERIAL | ф1100 | BUTTER FLY VALVE | CAST IRON | FRONT AREA | 1 | Mech | 24800 | 1240 | ok
420 | BV/C/12 | BASHUDEBPUR PUMPING STATION | Basudevpur | UNSERVICEABLE/Unusable MATERIAL | ф600 | BUTTER FLY VALVE | CAST IRON | FRONT AREA | 1 | Mech | 24800 | 1240 | ok
421 | CM/S1/14 | CHAITANYAPUR STORE NO. 1(USABLE MATERIAL) | Chaitanyapur | Usable Material List/ SERVICEABLE MATERIAL | ф500 | BUTTERFLY VALVE | CAST IRON | STORE 1 | 1 | Mech | 24800 | 7440 | ok
422 | CM/S1/15 | CHAITANYAPUR STORE NO. 1(USABLE MATERIAL) | Chaitanyapur | Usable Material List/ SERVICEABLE MATERIAL | ф500 | BUTTERFLY VALVE | CAST IRON | STORE 1 | 1 | Mech | 24800 | 7440 | ok
423 | BM 13 | BASUDEVPUR STORE 1 / STORE 2(UNUSABLE MATERIAL ) | Basudevpur | UNSERVICEABLE/Unusable MATERIAL | ф100 | STRAINER | CAST IRON | STORE 1 | 1 | Mech | 24800 | 4960 | ok
424 | CM/S2/107 | CHAITANYAPUR STORE 2B (UNUSABLE MATERIAL) | Chaitanyapur | UNSERVICEABLE/Unusable MATERIAL | 250MM | BUTTER FLY VALVE |  | STORE 2B | 1 | Mech | 24800 | 1240 | ok
425 | HP/A/1 | HATIBERIA PUMPING STATION | Hatiberia | UNSERVICEABLE/Unusable MATERIAL | ф500*3.5 | PIPE | CAST IRON | FRONT AREA | 1 | pipe | 18594.45 | 18594.45 | scrap material | Only Weightage/Scrap Value is considered
426 | CP/H/490-492 | CHAITANYAPUR PUMPING STATION(NEAR STORE AREA) | Chaitanyapur | Usable Material List/ SERVICEABLE MATERIAL | ф350*2 | DF PIPE | Cast Iron | STORE AREA | 3 | pipe | 18556.2 | 18556.2 | scrap material | Only Weightage/Scrap Value is considered
427 | GM/2-16 | GEONKHALI OLD 25 MGD WTP STORE 6 | Geonkhali | Usable Material List/ SERVICEABLE MATERIAL |  | GT EARTHING STICK |  | STORE 6 | 15 | ele | 24600 | 3690 | ok
428 | CM/H/259-263 | CHAITANYAPUR PUMPING STATION(NEAR STORE AREA) | Chaitanyapur | Usable Material List/ SERVICEABLE MATERIAL | ф600*400 | REDUCER | Cast Iron | STORE AREA | 5 | Mech | 24490 | 7347 | scrap
429 | BP/A/86 | BASHUDEBPUR PUMPING STATION | Basudevpur | UNSERVICEABLE/Unusable MATERIAL | ф700*2 | PIPE | CAST IRON | FRONT AREA | 1 | pipe | 18273 | 18273 | scrap | Only Weightage/Scrap Value is considered
430 | CT/H/11 | CHAITANYAPUR PUMPING STATION(NEAR STORE AREA) | Chaitanyapur | Usable Material List/ SERVICEABLE MATERIAL | ф500*500*500 | ALL SOCKET TEE | Cast Iron | STORE AREA | 1 | Mech | 24000 | 7200 | scrap
431 | CT/H/52 | CHAITANYAPUR PUMPING STATION(NEAR STORE AREA) | Chaitanyapur | Usable Material List/ SERVICEABLE MATERIAL | ф200*200*150 | ALL SOCKET TEE | Cast Iron | STORE AREA | 1 | Mech | 24000 | 7200 | scrap
432 | CT/H/74 | CHAITANYAPUR PUMPING STATION(NEAR STORE AREA) | Chaitanyapur | Usable Material List/ SERVICEABLE MATERIAL | ф350*350*300 | ALL SOCKET TEE | Cast Iron | STORE AREA | 1 | Mech | 24000 | 7200 | scrap
433 | CT/H/75 | CHAITANYAPUR PUMPING STATION(NEAR STORE AREA) | Chaitanyapur | Usable Material List/ SERVICEABLE MATERIAL | ф250*250*250 | ALL SOCKET TEE | Cast Iron | STORE AREA | 1 | Mech | 24000 | 7200 | scrap
434 | CT/H/76 | CHAITANYAPUR PUMPING STATION(NEAR STORE AREA) | Chaitanyapur | Usable Material List/ SERVICEABLE MATERIAL | ф500*500*500 | ALL SOCKET TEE | Cast Iron | STORE AREA | 1 | Mech | 24000 | 7200 | scrap
435 | BE 122-127 | BASHUDEBPUR STORE NO. 2(USABLE MATERIAL) | Basudevpur | Usable Material List/ SERVICEABLE MATERIAL |  | ACCTURATOR SET |  | STORE 2 | 6 | Ele | 24000 | 3600 | scrap
436 | CM/S3/309-320 | CHAITANYAPUR STORE NO. 3(USABLE MATERIAL) | Chaitanyapur | Usable Material List/ SERVICEABLE MATERIAL | 80MM | DS COLLAR |  | STORE 3 | 12 | Mech | 24000 | 7200 | scrap
437 | CM/S3/321-332 | CHAITANYAPUR STORE NO. 3(USABLE MATERIAL) | Chaitanyapur | Usable Material List/ SERVICEABLE MATERIAL | 100MM | DF COLLAR |  | STORE 3 | 12 | Mech | 24000 | 7200 | scrap
438 | BM302-306 | BASHUDEBPUR STORE NO. 1 (USABLE MATERIAL) | Basudevpur | Usable Material List/ SERVICEABLE MATERIAL | ф300 | BLANK FLANGE | CAST IRON | STORE 1 | 5 | Mech | 23910 | 7173 | scrap
439 | BP/A/189 | BASUDEVPUR PUMPING STATION | Basudevpur | Usable Material List/ SERVICEABLE MATERIAL | ф750*1.75 | PIPE | Cast Iron | FRONT AREA | 1 | pipe | 17907.225 | 17907.225 | scrap | Only Weightage/Scrap Value is considered
440 | CP/S2/160-169 | CHAITANYAPUR STORE NO. 2A(USABLE MATERIAL) | Chaitanyapur | Usable Material List/ SERVICEABLE MATERIAL | 100MM*3M | MS PIPE | MS | STORE 2A | 10 | pipe | 17838 | 17838 | ok
441 | CV/H/67-70 | CHAITANYAPUR PUMPING STATION(NEAR STORE AREA) | Chaitanyapur | Usable Material List/ SERVICEABLE MATERIAL | ф700 | GATE VALVE | Cast Iron | STORE AREA | 4 | Mech | 23600 | 7080 | ok
442 | CM/G/01-49 | CHAITANYAPUR PUMPING STATION( NEAR STORE AREA) | Chaitanyapur | Usable Material List/ SERVICEABLE MATERIAL | ф1100 | SPIGOT | Cast Iron | NEAR HOUSING COMPLEX | 49 | Mech | 23128 | 6938.4 | ok
443 | BP/A/72-73 | BASHUDEBPUR PUMPING STATION | Basudevpur | UNSERVICEABLE/Unusable MATERIAL | ф350*2.8 | DF PIPE | CAST IRON | FRONT AREA | 2 | pipe | 17319.12 | 17319.12 | scrap | Only Weightage/Scrap Value is considered
444 | CP/S1/02-13 | CHAITANYAPUR STORE NO. 1(USABLE MATERIAL) | Chaitanyapur | Usable Material List/ SERVICEABLE MATERIAL | 3M/40MM | GI PIPE | GI | STORE 1 | 12 | pipe | 17280 | 17280 | ok
445 | BP/A/2 | BASUDEVPUR PUMPING STATION | Basudevpur | Usable Material List/ SERVICEABLE MATERIAL | ф600*2.4 | PIPE | DI | FRONT AREA | 1 | pipe | 16992 | 16992 | ok
446 | CM/H/548-556 | CHAITANYAPUR PUMPING STATION(NEAR STORE AREA) | Chaitanyapur | Usable Material List/ SERVICEABLE MATERIAL | ф750 | DS COLLER | Cast Iron | STORE AREA | 9 | Mech | 22500 | 6750 | ok
447 | CT/H/134-139 | CHAITANYAPUR PUMPING STATION(NEAR STORE AREA) | Chaitanyapur | Usable Material List/ SERVICEABLE MATERIAL | ф500*500*100 | DF TEE | Cast Iron | STORE AREA | 6 | Mech | 22386 | 6715.8 | ok
448 | CM/S3/489-497 | CHAITANYAPUR STORE NO. 3(USABLE MATERIAL) | Chaitanyapur | Usable Material List/ SERVICEABLE MATERIAL | 125MM | PRESSURE JOINT |  | STORE 3 | 9 | Mech | 22086 | 6625.8 | ok
449 | BM/A/6-7 | BASUDEVPUR PUMPING STATION | Basudevpur | Usable Material List/ SERVICEABLE MATERIAL | 400*11.25 | ALL SOCKET BEND | Cast Iron | FRONT AREA | 2 | Mech | 22000 | 6600 | ok
450 | GM/6-27 | GEONKHALI OLD 25 MGD WTP STORE 1 | Geonkhali | Usable Material List/ SERVICEABLE MATERIAL | ALUMINIUM ANGLE | ALUMINIUM ANGLE |  | STORE 1 | 22 | Mech | 22000 | 6600 | ok
451 | BM393-454 | BASHUDEBPUR STORE NO. 1 (USABLE MATERIAL) | Basudevpur | Usable Material List/ SERVICEABLE MATERIAL | ф20 | PLANE ROD | MS | STORE 1 | 62 | Mech | 21824 | 6547.2 | ok
452 | BP/B/384 | BASUDEVPUR PUMPING STATION | Basudevpur | Usable Material List/ SERVICEABLE MATERIAL | ф600*2.3 | PIPE | DI | NEAR PUMP HOUSE | 1 | pipe | 16284 | 16284 | ok
453 | BP/C/221 | BASHUDEBPUR PUMPING STATION | Basudevpur | UNSERVICEABLE/Unusable MATERIAL | ф600*2.3 | PIPE | CAST IRON | FRONT AREA | 1 | pipe | 16284 | 16284 | Rate/cost should be as per scrap material | Only Weightage/Scrap Value is considered
454 | CM/S4/298-304 | CHAITANYAPUR STORE NO 4(USABLE MATERIAL) | Chaitanyapur | Usable Material List/ SERVICEABLE MATERIAL | 125*3MM | PIPE |  | STORE 4 | 7 | pipe | 16266.6 | 16266.6 | Rate/cost should be as per scrap material | Only Weightage/Scrap Value is considered
455 | CT/H/55-57 | CHAITANYAPUR PUMPING STATION(NEAR STORE AREA) | Chaitanyapur | Usable Material List/ SERVICEABLE MATERIAL | ф350*350*200 | DOUBLE SOCKET TEE | Cast Iron | STORE AREA | 3 | Mech | 21552 | 6465.6 | Rate/cost should be as per scrap material | Only Weightage/Scrap Value is considered
456 | CM/S3/248-262 | CHAITANYAPUR STORE NO. 3(USABLE MATERIAL) | Chaitanyapur | Usable Material List/ SERVICEABLE MATERIAL | 200MM | DT JOINT |  | STORE 3 | 12 | Mech | 21240 | 6372 | ok
457 | CV/H/66 | CHAITANYAPUR PUMPING STATION(NEAR STORE AREA) | Chaitanyapur | Usable Material List/ SERVICEABLE MATERIAL | ф150 | AIR VALVE | Cast Iron | STORE AREA | 1 | Mech | 21000 | 6300 | ok
458 | CV/H/26 | CHAITANYAPUR PUMPING STATION | Chaitanyapur | UNSERVICEABLE/Unusable MATERIAL | ф200 | AIR VALVE | CAST IRON | STORE AREA | 1 | Mech | 21000 | 1050 | ok
459 | BV/A/1 | BASHUDEBPUR PUMPING STATION | Basudevpur | UNSERVICEABLE/Unusable MATERIAL | ф200 | AIR VALVE | CAST IRON | FRONT AREA | 1 | Mech | 21000 | 1050 | ok
460 | CM/S2/17 | CHAITANYAPUR STORE 2A (UNUSABLE MATERIAL) | Chaitanyapur | UNSERVICEABLE/Unusable MATERIAL | 100MM | AIR VALVE |  | STORE 2A | 1 | Mech | 21000 | 1050 | ok
461 | CM/S2/136-138 | CHAITANYAPUR STORE 2B (UNUSABLE MATERIAL) | Chaitanyapur | UNSERVICEABLE/Unusable MATERIAL |  | STARTER PANNEL |  | STORE 2B | 3 | Ele | 21000 | 3150 | ok
462 | BP/A/60-61 | BASUDEVPUR PUMPING STATION | Basudevpur | Usable Material List/ SERVICEABLE MATERIAL | ф200*5 | PIPE | DI | FRONT AREA | 2 | pipe | 15539.7 | 15539.7 | ok
463 | BP/C/182 | BASHUDEBPUR PUMPING STATION | Basudevpur | UNSERVICEABLE/Unusable MATERIAL | ф350*5 | PIPE | CAST IRON | FRONT AREA | 1 | pipe | 15463.5 | 15463.5 | ok
464 | BM 77-86 | BASHUDEBPUR STORE NO. 2(USABLE MATERIAL) | Basudevpur | Usable Material List/ SERVICEABLE MATERIAL | .. | PUMP SHAFT | CAST IRON | STORE 2 | 10 | Mech | 20000 | 6000 | ok
465 | BE 77 | BASHUDEBPUR STORE NO. 2(USABLE MATERIAL) | Basudevpur | Usable Material List/ SERVICEABLE MATERIAL | 100 A | ISOLATOR S/W |  | STORE 2 | 1 | Ele | 20000 | 0 | 250 | It has no commercial value
466 | CM/S3/534-537 | CHAITANYAPUR STORE NO. 3(USABLE MATERIAL) | Chaitanyapur | Usable Material List/ SERVICEABLE MATERIAL | 250*45DEGREE | DS BEND |  | STORE 3 | 4 | Mech | 20000 | 6000 | ok
467 | GM/497-498 | GEONKHALI OLD 25 MGD WTP STORE 1 | Geonkhali | Usable Material List/ SERVICEABLE MATERIAL |  | ALMIRA |  | STORE 1 | 2 | Mech | 20000 | 6000 | ok
468 | GM/32 | GEONKHALI OLD 25 MGD WTP STORE 2 | Geonkhali | Usable Material List/ SERVICEABLE MATERIAL |  | MOTOR WITH SLUDGE PUMP |  | STORE 2 | 1 | ele | 20000 | 8000 | scrap
469 | GM/2-21 | GEONKHALI OLD 25 MGD WTP STORE 2 (UNUSABLE MATERIAL) | Geonkhali | UNSERVICEABLE/Unusable MATERIAL | EXHAUST FAN |  |  | STORE 2 | 20 | Mech | 20000 | 2000 | 250 | It only value of weight | Only Salvage Value considered
470 | BM208-211 | BASHUDEBPUR STORE NO. 1 (USABLE MATERIAL) | Basudevpur | Usable Material List/ SERVICEABLE MATERIAL | ф100 | DURT BOX | CAST IRON | STORE 1 | 4 | Mech | 19920 | 5976 | scrap
471 | CM/S3/482-485 | CHAITANYAPUR STORE NO. 3(USABLE MATERIAL) | Chaitanyapur | Usable Material List/ SERVICEABLE MATERIAL | 50MM | DIRT BOX |  | STORE 3 | 4 | Mech | 19920 | 5976 | scrap
472 | BE 107 | BASHUDEBPUR STORE NO. 2(USABLE MATERIAL) | Basudevpur | Usable Material List/ SERVICEABLE MATERIAL |  | VPUMP |  | STORE 2 | 1 | Mech | 19900 | 7960 | scrap
473 | BE 117 | BASHUDEBPUR STORE NO. 2(USABLE MATERIAL) | Basudevpur | Usable Material List/ SERVICEABLE MATERIAL |  | SUV PUMP |  | STORE 2 | 1 | Mech | 19900 | 7960 | scrap
474 | CM/S1/29 | CHAITANYAPUR STORE NO. 1(USABLE MATERIAL) | Chaitanyapur | Usable Material List/ SERVICEABLE MATERIAL | 5HP | TFA DEISEL ENGINE PUMP | CAST IRON | STORE 1 | 1 | Mech | 19900 | 7960 | scrap
475 | CM/S2/18 | CHAITANYAPUR STORE 2A (UNUSABLE MATERIAL) | Chaitanyapur | UNSERVICEABLE/Unusable MATERIAL | 17KW | VERTICAL PUMP |  | STORE 2A | 1 | Mech | 19900 | 3980 | scrap
476 | CM/S2/19 | CHAITANYAPUR STORE 2A (UNUSABLE MATERIAL) | Chaitanyapur | UNSERVICEABLE/Unusable MATERIAL | 15KW | VERTICAL PUMP |  | STORE 2A | 1 | Mech | 19900 | 3980 | scrap
477 | CP/H/346-348 | CHAITANYAPUR PUMPING STATION | Chaitanyapur | UNSERVICEABLE/Unusable MATERIAL | 200*3.5 | PIPE | DUCTILE IRON | STORE AREA | 3 | pipe | 14833.35 | 14833.35 | scrap | Only Weightage/Scrap Value is considered
478 | CP/H/649-554 | CHAITANYAPUR PUMPING STATION(NEAR STORE AREA) | Chaitanyapur | Usable Material List/ SERVICEABLE MATERIAL | ф300*1MT | DF PIPE | Cast Iron | STORE AREA | 6 | pipe | 14727.6 | 14727.6 | scrap | Only Weightage/Scrap Value is considered
479 | BP/A/150-152 | BASUDEVPUR PUMPING STATION | Basudevpur | Usable Material List/ SERVICEABLE MATERIAL | ф300*2 | DF PIPE | Cast Iron | FRONT AREA | 3 | pipe | 14727.6 | 14727.6 | scrap | Only Weightage/Scrap Value is considered
480 | BM152-155 | BASHUDEBPUR STORE NO. 1 (USABLE MATERIAL) | Basudevpur | Usable Material List/ SERVICEABLE MATERIAL | ф300*200 | REDUCER DF | CAST IRON | STORE 1 | 4 | Mech | 19592 | 5877.6 | scrap
481 | BM156-159 | BASHUDEBPUR STORE NO. 1 (USABLE MATERIAL) | Basudevpur | Usable Material List/ SERVICEABLE MATERIAL | ф250*150 | REDUCER DF | CAST IRON | STORE 1 | 4 | Mech | 19592 | 5877.6 | scrap
482 | BP/A/211 | BASUDEVPUR PUMPING STATION | Basudevpur | Usable Material List/ SERVICEABLE MATERIAL | ф500*2.75 | DF PIPE | Cast Iron | FRONT AREA | 1 | pipe | 14609.925 | 14609.925 | scrap | Only Weightage/Scrap Value is considered
483 | BM298-301 | BASHUDEBPUR STORE NO. 1 (USABLE MATERIAL) | Basudevpur | Usable Material List/ SERVICEABLE MATERIAL | ф250 | BLANK FLANGE | CAST IRON | STORE 1 | 4 | Mech | 19128 | 5738.4 | scrap
484 | GM/A/68 -69 | GEONKHALI OLD 25 MGD WTP | Geonkhali | Usable Material List/ SERVICEABLE MATERIAL | ф600 | BEND PIPE | Cast Iron | Beside Substation | 2 | pipe | 14160 | 14160 | scrap | Only Weightage/Scrap Value is considered
485 | CM/S3/135-142 | CHAITANYAPUR STORE NO. 3(USABLE MATERIAL) | Chaitanyapur | Usable Material List/ SERVICEABLE MATERIAL | 150MM*22.5DEGREE | DF BEND |  | STORE 3 | 8 | Mech | 18880 | 5664 | ok
486 | CM/S3/342-381 | CHAITANYAPUR STORE NO. 3(USABLE MATERIAL) | Chaitanyapur | Usable Material List/ SERVICEABLE MATERIAL | 80MM | SPIGOT TAIL PIECE |  | STORE 3 | 40 | Mech | 18880 | 5664 | ok
487 | CM/H/386-389 | CHAITANYAPUR PUMPING STATION(NEAR STORE AREA) | Chaitanyapur | Usable Material List/ SERVICEABLE MATERIAL | ф250*90˚ | DUCK BEND | Cast Iron | STORE AREA | 4 | Mech | 18412 | 5523.6 | scrap
488 | GP/B/9 | GEONKHALI OLD WTP | Geonkhali | UNSERVICEABLE/Unusable MATERIAL | ф450*3 | PIPE | MS | NEAR CWR | 1 | pipe | 0 | 0 | Vendor Material , cost should be Zero
489 | BV1 | BASHUDEBPUR STORE NO. 1 (USABLE MATERIAL) | Basudevpur | Usable Material List/ SERVICEABLE MATERIAL | ф200 | SV | CAST IRON | STORE 1 | 1 | Mech | 18000 | 5400 | ok
490 | BV13 | BASHUDEBPUR STORE NO. 1 (USABLE MATERIAL) | Basudevpur | Usable Material List/ SERVICEABLE MATERIAL | ф80 | SV | CAST IRON | STORE 1 | 1 | Mech | 18000 | 5400 | ok
491 | BV18 | BASHUDEBPUR STORE NO. 1 (USABLE MATERIAL) | Basudevpur | Usable Material List/ SERVICEABLE MATERIAL | ф150 | AV | CAST IRON | STORE 1 | 1 | Mech | 18000 | 5400 | ok
492 | BV19 | BASHUDEBPUR STORE NO. 1 (USABLE MATERIAL) | Basudevpur | Usable Material List/ SERVICEABLE MATERIAL | ф100 | AV | CAST IRON | STORE 1 | 1 | Mech | 18000 | 5400 | ok
493 | BV21 | BASHUDEBPUR STORE NO. 1 (USABLE MATERIAL) | Basudevpur | Usable Material List/ SERVICEABLE MATERIAL | ф350 | SV | CAST IRON | STORE 1 | 1 | Mech | 18000 | 5400 | ok
494 | HM/PS/9-20 | HATIBERIA STORE (USABLE MATERIAL) | Hatiberia | Usable Material List/ SERVICEABLE MATERIAL |  | FIRE EXTINGUISHER |  | STOTRE | 12 | Mech | 18000 | 5400 | ok
495 | BV 4 | BASUDEVPUR STORE 1 / STORE 2(UNUSABLE MATERIAL ) | Basudevpur | UNSERVICEABLE/Unusable MATERIAL | ф250 | SV | CAST IRON | STORE 1 | 1 | Mech | 18000 | 3600 | ok
496 | BV 7 | BASUDEVPUR STORE 1 / STORE 2(UNUSABLE MATERIAL ) | Basudevpur | UNSERVICEABLE/Unusable MATERIAL | ф250 | SV | CAST IRON | STORE 1 | 1 | Mech | 18000 | 3600 | ok
497 | BV 8 | BASUDEVPUR STORE 1 / STORE 2(UNUSABLE MATERIAL ) | Basudevpur | UNSERVICEABLE/Unusable MATERIAL | ф300 | SV | CAST IRON | STORE 1 | 1 | Mech | 18000 | 3600 | ok
498 | GM/61-66 | GEONKHALI OLD 25 MGD WTP STORE 1 | Geonkhali | Usable Material List/ SERVICEABLE MATERIAL |  | M.O.C.B |  | STORE 1 | 6 | Ele | 17994 | 2699.1 | 0 | it has no commercial value
499 | BP/A/1 | BASUDEVPUR PUMPING STATION | Basudevpur | Usable Material List/ SERVICEABLE MATERIAL | Ф600*1.9 | DF PIPE | Cast Iron | FRONT AREA | 1 | pipe | 13452 | 13452 | scrap | Only Weightage/Scrap Value is considered
500 | BP/A/10 | BASHUDEBPUR PUMPING STATION | Basudevpur | UNSERVICEABLE/Unusable MATERIAL | ф600*1.9 | PIPE | CAST IRON | FRONT AREA | 1 | pipe | 13452 | 13452 | scrap | Only Weightage/Scrap Value is considered
501 | CM/H/217-223 | CHAITANYAPUR PUMPING STATION(NEAR STORE AREA) | Chaitanyapur | Usable Material List/ SERVICEABLE MATERIAL | ф1100 | BOLTED COLLER WITH RING | Cast Iron | STORE AREA | 7 | Mech | 17500 | 5250 | ok
502 | BP/A/212-213 | BASUDEVPUR PUMPING STATION | Basudevpur | Usable Material List/ SERVICEABLE MATERIAL | ф500*1.2 | DF PIPE | Cast Iron | FRONT AREA | 2 | pipe | 12750.48 | 12750.48 | scrap | Only Weightage/Scrap Value is considered
503 | BP/A/257 | BASUDEVPUR PUMPING STATION | Basudevpur | Usable Material List/ SERVICEABLE MATERIAL | ф500*2.4 | PIPE | Cast Iron | FRONT AREA | 1 | pipe | 12750.48 | 12750.48 | scrap | Only Weightage/Scrap Value is considered
504 | GM/76-89 | GEONKHALI OLD 25 MGD WTP STORE 1 | Geonkhali | Usable Material List/ SERVICEABLE MATERIAL |  | METER |  | STORE 1 | 14 | Ele | 16800 | 2520 | ok
505 | BM/A/37-43 | BASUDEVPUR PUMPING STATION | Basudevpur | Usable Material List/ SERVICEABLE MATERIAL | ф600*45˚ | DF BEND | Cast Iron | FRONT AREA | 7 | Mech | 16520 | 4956 | ok
506 | CM/S3/72-78 | CHAITANYAPUR STORE NO. 3(USABLE MATERIAL) | Chaitanyapur | Usable Material List/ SERVICEABLE MATERIAL | 150MM*90DEGREE | DF BEND |  | STORE 3 | 7 | Mech | 16520 | 4956 | ok
507 | CM/S3/121-127 | CHAITANYAPUR STORE NO. 3(USABLE MATERIAL) | Chaitanyapur | Usable Material List/ SERVICEABLE MATERIAL | 150MM*45DEGREE | DF BEND |  | STORE 3 | 7 | Mech | 16520 | 4956 | ok
508 | CM/H/693-705 | CHAITANYAPUR PUMPING STATION(NEAR STORE AREA) | Chaitanyapur | Usable Material List/ SERVICEABLE MATERIAL | ф1100 | TAIL PIECE | Cast Iron | STORE AREA | 15 | Mech | 16500 | 4950 | ok
509 | CP/H/358 | CHAITANYAPUR PUMPING STATION(NEAR STORE AREA) | Chaitanyapur | Usable Material List/ SERVICEABLE MATERIAL | ф300*5 | PIPE | Cast Iron | STORE AREA | 1 | pipe | 12273 | 12273 | scrap | Only Weightage/Scrap Value is considered
510 | BM393-394 | BASUDEVPUR PUMPING STATION | Basudevpur | Usable Material List/ SERVICEABLE MATERIAL | 1000 LTR | WATER TANK | PVC | NEAR PUMP HOUSE | 2 | Mech | 16000 | 6400 | ok
511 | CM/S3/426-433 | CHAITANYAPUR STORE NO. 3(USABLE MATERIAL) | Chaitanyapur | Usable Material List/ SERVICEABLE MATERIAL | 80MM | VALVE |  | STORE 3 | 8 | Mech | 16000 | 4800 | ok
512 | HP/S/3-6 | HATIBERIA STORE (USABLE MATERIAL) | Hatiberia | Usable Material List/ SERVICEABLE MATERIAL | ф50*20FT | GI PIPE |  | STOTRE | 4 | pipe | 11520 | 11520 | ok
513 | CM/H/266 | CHAITANYAPUR PUMPING STATION(NEAR STORE AREA) | Chaitanyapur | Usable Material List/ SERVICEABLE MATERIAL | ф600*22.5˚ | DOUBLE SOCKET BEND | Cast Iron | STORE AREA | 1 | Mech | 15000 | 4500 | Rate/cost should be as per scrap material | Only Weightage/Scrap Value is considered
514 | CM/H/267 | CHAITANYAPUR PUMPING STATION(NEAR STORE AREA) | Chaitanyapur | Usable Material List/ SERVICEABLE MATERIAL | ф600*45˚ | DOUBLE SOCKET BEND | Cast Iron | STORE AREA | 1 | Mech | 15000 | 4500 | Rate/cost should be as per scrap material | Only Weightage/Scrap Value is considered
515 | CM/H/268 | CHAITANYAPUR PUMPING STATION(NEAR STORE AREA) | Chaitanyapur | Usable Material List/ SERVICEABLE MATERIAL | ф600*22.5˚ | DOUBLE SOCKET BEND | Cast Iron | STORE AREA | 1 | Mech | 15000 | 4500 | Rate/cost should be as per scrap material | Only Weightage/Scrap Value is considered
516 | CM/H/269 | CHAITANYAPUR PUMPING STATION(NEAR STORE AREA) | Chaitanyapur | Usable Material List/ SERVICEABLE MATERIAL | ф500*45 | DOUBLE SOCKET BEND | Cast Iron | STORE AREA | 1 | Mech | 15000 | 4500 | Rate/cost should be as per scrap material | Only Weightage/Scrap Value is considered
517 | CM/H/288 | CHAITANYAPUR PUMPING STATION(NEAR STORE AREA) | Chaitanyapur | Usable Material List/ SERVICEABLE MATERIAL | ф600*300 | DS REDUCER | Cast Iron | STORE AREA | 1 | Mech | 15000 | 4500 | Rate/cost should be as per scrap material | Only Weightage/Scrap Value is considered
518 | CM/H/289 | CHAITANYAPUR PUMPING STATION(NEAR STORE AREA) | Chaitanyapur | Usable Material List/ SERVICEABLE MATERIAL | ф600*400 | DS REDUCER | Cast Iron | STORE AREA | 1 | Mech | 15000 | 4500 | Rate/cost should be as per scrap material | Only Weightage/Scrap Value is considered
519 | CM/H/293 | CHAITANYAPUR PUMPING STATION(NEAR STORE AREA) | Chaitanyapur | Usable Material List/ SERVICEABLE MATERIAL | ф500*400 | DS REDUCER | Cast Iron | STORE AREA | 1 | Mech | 15000 | 4500 | Rate/cost should be as per scrap material | Only Weightage/Scrap Value is considered
520 | BM/A/31-36 | BASUDEVPUR PUMPING STATION | Basudevpur | Usable Material List/ SERVICEABLE MATERIAL | 600*11.25˚ | COLLER | Cast Iron | FRONT AREA | 6 | Mech | 15000 | 4500 | Rate/cost should be as per scrap material | Only Weightage/Scrap Value is considered
521 | BM/A/59 | BASUDEVPUR PUMPING STATION | Basudevpur | Usable Material List/ SERVICEABLE MATERIAL | ф350*90˚ | DOUBLE SOCKET BEND | Cast Iron | FRONT AREA | 1 | Mech | 15000 | 4500 | Rate/cost should be as per scrap material | Only Weightage/Scrap Value is considered
522 | BM/A/61 | BASUDEVPUR PUMPING STATION | Basudevpur | Usable Material List/ SERVICEABLE MATERIAL | ф300*45˚ | DOUBLE SOCKET BEND | Cast Iron | FRONT AREA | 1 | Mech | 15000 | 4500 | Rate/cost should be as per scrap material | Only Weightage/Scrap Value is considered
523 | BM/A/62 | BASUDEVPUR PUMPING STATION | Basudevpur | Usable Material List/ SERVICEABLE MATERIAL | ф300*22.5˚ | DOUBLE SOCKET BEND | Cast Iron | FRONT AREA | 1 | Mech | 15000 | 4500 | Rate/cost should be as per scrap material | Only Weightage/Scrap Value is considered
524 | BM178-180 | BASHUDEBPUR STORE NO. 1 (USABLE MATERIAL) | Basudevpur | Usable Material List/ SERVICEABLE MATERIAL | ф300*80 | TEE | CAST IRON | STORE 1 | 3 | Mech | 15000 | 4500 | Rate/cost should be as per scrap material | Only Weightage/Scrap Value is considered
525 | BM181-183 | BASHUDEBPUR STORE NO. 1 (USABLE MATERIAL) | Basudevpur | Usable Material List/ SERVICEABLE MATERIAL | ф150*80 | TEE | CAST IRON | STORE 1 | 3 | Mech | 15000 | 4500 | Rate/cost should be as per scrap material | Only Weightage/Scrap Value is considered
526 | CM/S2/20-24 | CHAITANYAPUR STORE NO. 2A(USABLE MATERIAL) | Chaitanyapur | Usable Material List/ SERVICEABLE MATERIAL | ф600 | V/V WHEEL | CAST IRON | STORE 2A | 5 | Mech | 15000 | 4500 | Rate/cost should be as per scrap material | Only Weightage/Scrap Value is considered
527 | CM/S3/528-530 | CHAITANYAPUR STORE NO. 3(USABLE MATERIAL) | Chaitanyapur | Usable Material List/ SERVICEABLE MATERIAL | 200*11.25DEGREE | DS BEND |  | STORE 3 | 3 | Mech | 15000 | 4500 | ok
528 | CM/S3/531-533 | CHAITANYAPUR STORE NO. 3(USABLE MATERIAL) | Chaitanyapur | Usable Material List/ SERVICEABLE MATERIAL | 200*22.5DEGREE | DS BEND |  | STORE 3 | 3 | Mech | 15000 | 4500 | ok
529 | GM/1 | GEONKHALI OLD 25 MGD WTP STORE 2 (UNUSABLE MATERIAL) | Geonkhali | UNSERVICEABLE/Unusable MATERIAL | WELDING MACHINE |  |  | STORE 2 | 1 | Mech | 15000 | 1500 | ok
530 | BM84-87 | BASHUDEBPUR STORE NO. 1 (USABLE MATERIAL) | Basudevpur | Usable Material List/ SERVICEABLE MATERIAL | ф90˚ | BEND(DS) | CAST IRON | STORE 1 | 4 | Mech | 14960 | 4488 | ok
531 | GM/28 | GEONKHALI OLD 25 MGD WTP STORE 1 | Geonkhali | Usable Material List/ SERVICEABLE MATERIAL |  | EARTH RELAY |  | STORE 1 | 1 | Ele | 14900 | 2235 | 0 | it has no commercial value
532 | BM388-392 | BASHUDEBPUR STORE NO. 1 (USABLE MATERIAL) | Basudevpur | Usable Material List/ SERVICEABLE MATERIAL | ф--- | VARIABLE DIA FLANGE | CAST IRON | STORE 1 | 5 | Mech | 14845 | 4453.5 | ok
533 | GV/B/96 | GEONKHALI OLD 25 MGD WTP | Geonkhali | Usable Material List/ SERVICEABLE MATERIAL | ф450 | SLUICE VALVE | Cast Iron | BESIDE CHEMICALHOUSE | 1 | Mech | 14800 | 4440 | ok
534 | CV/H/15 | CHAITANYAPUR PUMPING STATION(NEAR STORE AREA) | Chaitanyapur | Usable Material List/ SERVICEABLE MATERIAL | ф500 | SLUICE VALVE | Cast Iron | STORE AREA | 1 | Mech | 14800 | 4440 | ok
535 | CV/H/16 | CHAITANYAPUR PUMPING STATION(NEAR STORE AREA) | Chaitanyapur | Usable Material List/ SERVICEABLE MATERIAL | ф350 | SLUICE VALVE | Cast Iron | STORE AREA | 1 | Mech | 14800 | 4440 | ok
536 | CV/H/17 | CHAITANYAPUR PUMPING STATION(NEAR STORE AREA) | Chaitanyapur | Usable Material List/ SERVICEABLE MATERIAL | ф350 | SLUICE VALVE | Cast Iron | STORE AREA | 1 | Mech | 14800 | 4440 | ok
537 | BV/A/01 | BASUDEVPUR PUMPING STATION | Basudevpur | Usable Material List/ SERVICEABLE MATERIAL | ф600 | SLUICE VALVE | Cast Iron | FRONT AREA | 1 | Mech | 14800 | 4440 | ok
538 | GV/B/13 | GEONKHALI OLD WTP | Geonkhali | UNSERVICEABLE/Unusable MATERIAL | ф500 | SLUICE VALVE | CAST IRON | NEAR CWR | 1 | Mech | 14800 | 740 | ok
539 | CM/H/361 | CHAITANYAPUR PUMPING STATION | Chaitanyapur | UNSERVICEABLE/Unusable MATERIAL | ф500 | SLUICE VALVE | CAST IRON | STORE AREA | 1 | Mech | 14800 | 740 | ok
540 | CV/H/4 | CHAITANYAPUR PUMPING STATION | Chaitanyapur | UNSERVICEABLE/Unusable MATERIAL | ф250 | SLUICE VALVE | CAST IRON | STORE AREA | 1 | Mech | 14800 | 740 | ok
541 | CV/H/5 | CHAITANYAPUR PUMPING STATION | Chaitanyapur | UNSERVICEABLE/Unusable MATERIAL | ф250 | SLUICE VALVE | CAST IRON | STORE AREA | 1 | Mech | 14800 | 740 | ok
542 | CV/H/14 | CHAITANYAPUR PUMPING STATION | Chaitanyapur | UNSERVICEABLE/Unusable MATERIAL | ф400 | SLUICE VALVE | CAST IRON | STORE AREA | 1 | Mech | 14800 | 740 | ok
543 | CV/H/15 | CHAITANYAPUR PUMPING STATION | Chaitanyapur | UNSERVICEABLE/Unusable MATERIAL | ф300 | SLUICE VALVE | CAST IRON | STORE AREA | 1 | Mech | 14800 | 740 | ok
544 | CV/H/18 | CHAITANYAPUR PUMPING STATION | Chaitanyapur | UNSERVICEABLE/Unusable MATERIAL | ф150 | SLUICE VALVE | CAST IRON | STORE AREA | 1 | Mech | 14800 | 740 | ok
545 | BV/A/2 | BASHUDEBPUR PUMPING STATION | Basudevpur | UNSERVICEABLE/Unusable MATERIAL | ф450 | SLUICE VALVE | CAST IRON | FRONT AREA | 1 | Mech | 14800 | 740 | ok
546 | BV/A/3 | BASHUDEBPUR PUMPING STATION | Basudevpur | UNSERVICEABLE/Unusable MATERIAL | ф250 | SLUICE VALVE | CAST IRON | FRONT AREA | 1 | Mech | 14800 | 740 | ok
547 | BE 101-104 | BASHUDEBPUR STORE NO. 2(USABLE MATERIAL) | Basudevpur | Usable Material List/ SERVICEABLE MATERIAL |  | OLD STARTER PANNEL |  | STORE 2 | 4 | ele | 14800 | 740 | 1000 | It has only weight rate | Only Salvage Value considered
548 | CM/S2/42 | CHAITANYAPUR STORE 2B (UNUSABLE MATERIAL) | Chaitanyapur | UNSERVICEABLE/Unusable MATERIAL | 80MM | SLICE VALVE |  | STORE 2B | 1 | Mech | 14800 | 740 | ok
549 | CM/S4/01 | CHAITANYAPUR STORE 4 (UNUSABLE MATERIAL) | Chaitanyapur | UNSERVICEABLE/Unusable MATERIAL | 150MM | SLICE VALVE |  | STORE 4 | 1 | Mech | 14800 | 740 | ok
550 | CM/S4/02 | CHAITANYAPUR STORE 4 (UNUSABLE MATERIAL) | Chaitanyapur | UNSERVICEABLE/Unusable MATERIAL | 100MM | SLICE VALVE |  | STORE 4 | 1 | Mech | 14800 | 740 | ok
551 | BM149-151 | BASHUDEBPUR STORE NO. 1 (USABLE MATERIAL) | Basudevpur | Usable Material List/ SERVICEABLE MATERIAL | ф150*50 | REDUCER | CAST IRON | STORE 1 | 3 | Mech | 14694 | 4408.2 | ok
552 | BP/A/74 | BASHUDEBPUR PUMPING STATION | Basudevpur | UNSERVICEABLE/Unusable MATERIAL | ф350*3.5 | PIPE | CAST IRON | FRONT AREA | 1 | pipe | 10824.45 | 10824.45 | scrap | Only Weightage/Scrap Value is considered
553 | CM/S3/40-41 | CHAITANYAPUR STORE NO. 3(USABLE MATERIAL) | Chaitanyapur | Usable Material List/ SERVICEABLE MATERIAL | 200MM | BOLTED COLLAR |  | STORE 3 | 8 | Mech | 14400 | 4320 | ok
554 | CM/S4/93-164 | CHAITANYAPUR STORE NO 4(USABLE MATERIAL) | Chaitanyapur | Usable Material List/ SERVICEABLE MATERIAL | 100*11.25DEGREE | P BEND |  | STORE 4 | 72 | Mech | 14400 | 4320 | ok
555 | BM295-297 | BASHUDEBPUR STORE NO. 1 (USABLE MATERIAL) | Basudevpur | Usable Material List/ SERVICEABLE MATERIAL | ф500 | BLANK FLANGE | CAST IRON | STORE 1 | 3 | Mech | 14346 | 4303.8 | ok
556 | CP/H/478 | CHAITANYAPUR PUMPING STATION(NEAR STORE AREA) | Chaitanyapur | Usable Material List/ SERVICEABLE MATERIAL | ф500*2 | DF PIPE | Cast Iron | STORE AREA | 1 | pipe | 10625.4 | 10625.4 | scrap | Only Weightage/Scrap Value is considered
557 | CP/H/337-338 | CHAITANYAPUR PUMPING STATION | Chaitanyapur | UNSERVICEABLE/Unusable MATERIAL | ф500 | PIPE | CAST IRON | STORE AREA | 2 | pipe | 10625.4 | 10625.4 | scrap | Only Weightage/Scrap Value is considered
558 | BP/A/26 | BASHUDEBPUR PUMPING STATION | Basudevpur | UNSERVICEABLE/Unusable MATERIAL | ф500*2 | PIPE | DUCTILE IRON | FRONT AREA | 1 | pipe | 10625.4 | 10625.4 | ok
559 | BP/A/70-71 | BASHUDEBPUR PUMPING STATION | Basudevpur | UNSERVICEABLE/Unusable MATERIAL | ф500*1 | PIPE | CAST IRON | FRONT AREA | 2 | pipe | 10625.4 | 10625.4 | scrap | Only Weightage/Scrap Value is considered
560 | BP/A/76 | BASHUDEBPUR PUMPING STATION | Basudevpur | UNSERVICEABLE/Unusable MATERIAL | ф500*2 | PIPE | CAST IRON | FRONT AREA | 1 | pipe | 10625.4 | 10625.4 | scrap | Only Weightage/Scrap Value is considered
561 | BP/A/214 | BASUDEVPUR PUMPING STATION | Basudevpur | Usable Material List/ SERVICEABLE MATERIAL | 600*1.5 | DF PIPE | Cast Iron | FRONT AREA | 1 | pipe | 10620 | 10620 | scrap | Only Weightage/Scrap Value is considered
562 | CM/S4/290-295 | CHAITANYAPUR STORE NO 4(USABLE MATERIAL) | Chaitanyapur | Usable Material List/ SERVICEABLE MATERIAL | 100*300L | DF BEND |  | STORE 4 | 6 | Mech | 14160 | 4248 | ok
563 | BM455-510 | BASHUDEBPUR STORE NO. 1 (USABLE MATERIAL) | Basudevpur | Usable Material List/ SERVICEABLE MATERIAL | ф25 | PLAIN ROD | MS | STORE 1 | 56 | Mech | 14000 | 4200 | ok
564 | HM/PS/5-6 | HATIBERIA STORE (USABLE MATERIAL) | Hatiberia | Usable Material List/ SERVICEABLE MATERIAL | 90KW | STARTER |  | STOTRE | 2 | Ele | 14000 | 2100 | ok
565 | HM/PS/7-8 | HATIBERIA STORE (USABLE MATERIAL) | Hatiberia | Usable Material List/ SERVICEABLE MATERIAL | 37.5KW | STARTER |  | STOTRE | 2 | Ele | 14000 | 2100 | ok
566 | CM/S1/16 | CHAITANYAPUR STORE NO. 1(USABLE MATERIAL) | Chaitanyapur | Usable Material List/ SERVICEABLE MATERIAL | 5HP | MOTOR |  | STORE 1 | 1 | ele | 14000 | 5600 | 0 | it has no commercial value
567 | CM/S1/17 | CHAITANYAPUR STORE NO. 1(USABLE MATERIAL) | Chaitanyapur | Usable Material List/ SERVICEABLE MATERIAL | 5HP | MOTOR |  | STORE 1 | 1 | ele | 14000 | 5600 | 0 | it has no commercial value
568 | CM/S1/18 | CHAITANYAPUR STORE NO. 1(USABLE MATERIAL) | Chaitanyapur | Usable Material List/ SERVICEABLE MATERIAL | 5HP | MOTOR |  | STORE 1 | 1 | ele | 14000 | 5600 | 0 | it has no commercial value
569 | HM/PS/15-16 | HATIBERIA STORE (USABLE MATERIAL) | Hatiberia | Usable Material List/ SERVICEABLE MATERIAL |  | CL DOSING PUMP |  | STOTRE | 2 | Mech | 13998 | 5599.2 | scrap
570 | BP/A/87 | BASHUDEBPUR PUMPING STATION | Basudevpur | UNSERVICEABLE/Unusable MATERIAL | ф250*5.5 | PIPE | CAST IRON | FRONT AREA | 1 | pipe | 10469.25 | 10469.25 | scrap | Only Weightage/Scrap Value is considered
571 | CM/H/687-690 | CHAITANYAPUR PUMPING STATION(NEAR STORE AREA) | Chaitanyapur | Usable Material List/ SERVICEABLE MATERIAL | ф1100*22.5˚ | BEND | Cast Iron | STORE AREA | 4 | Mech | 13732 | 4119.6 | scrap
572 | CM/H/719-722 | CHAITANYAPUR PUMPING STATION(NEAR STORE AREA) | Chaitanyapur | Usable Material List/ SERVICEABLE MATERIAL | ф250*90˚ | BEND | Cast Iron | STORE AREA | 4 | Mech | 13732 | 4119.6 | scrap
573 | CP/H/586 | CHAITANYAPUR PUMPING STATION(NEAR STORE AREA) | Chaitanyapur | Usable Material List/ SERVICEABLE MATERIAL | ф1100*1 | DF PIPE | Cast Iron | STORE AREA | 1 | pipe | 10232.7 | 10232.7 | scrap | Only Weightage/Scrap Value is considered
574 | GP/B/17 | GEONKHALI OLD WTP | Geonkhali | UNSERVICEABLE/Unusable MATERIAL | ф1000 | PIPE | CAST IRON | NEAR CWR | 1 | pipe | 10232.7 | 10232.7 | scrap | Only Weightage/Scrap Value is considered
575 | CP/H/343 | CHAITANYAPUR PUMPING STATION | Chaitanyapur | UNSERVICEABLE/Unusable MATERIAL | ф500*1.9 | PIPE | MILD STEEL | STORE AREA | 1 | pipe | 10094.13 | 10094.13 | ok
576 | GM/499 | GEONKHALI OLD 25 MGD WTP STORE 1 | Geonkhali | Usable Material List/ SERVICEABLE MATERIAL |  | CONTACTOR |  | STORE 1 | 1 | ele | 13416 | 2012.4 | ok
577 | CM/S1/25-26 | CHAITANYAPUR STORE NO. 1(USABLE MATERIAL) | Chaitanyapur | Usable Material List/ SERVICEABLE MATERIAL |  | GEAR PUMP | CAST IRON | STORE 1 | 2 | Mech | 13332 | 5332.8
578 | GM/17-31 | GEONKHALI OLD 25 MGD WTP STORE 6 | Geonkhali | Usable Material List/ SERVICEABLE MATERIAL |  | GT EARTHING PIPE |  | STORE 6 | 15 | pipe | 13125 | 1312.5
579 | BE 60 | BASHUDEBPUR STORE NO. 2(USABLE MATERIAL) | Basudevpur | Usable Material List/ SERVICEABLE MATERIAL |  | SPRING CHRG MOTOR HT |  | STORE 2 | 1 | ele | 13000 | 5200
580 | BP/A/215-217 | BASUDEVPUR PUMPING STATION | Basudevpur | Usable Material List/ SERVICEABLE MATERIAL | ф600*450mm | DF PIPE | Cast Iron | FRONT AREA | 3 | pipe | 9558 | 9558 | Rate/cost should be as per scrap material | Only Weightage/Scrap Value is considered
581 | BM 1-4 | BASHUDEBPUR STORE NO. 2(USABLE MATERIAL) | Basudevpur | Usable Material List/ SERVICEABLE MATERIAL | ф200 | JP COLAR | CAST IRON | STORE 2 | 4 | Mech | 12700 | 3810 | ok
582 | BP/A/94 | BASHUDEBPUR PUMPING STATION | Basudevpur | UNSERVICEABLE/Unusable MATERIAL | ф1110*900MM | DF PIPE | MS | FRONT AREA | 1 | pipe | 9209.43 | 9209.43 | ok
583 | BP/C/100 | BASHUDEBPUR PUMPING STATION | Basudevpur | UNSERVICEABLE/Unusable MATERIAL | ф1100*900MM | PIPE | CAST IRON | FRONT AREA | 1 | pipe | 9209.43 | 9209.43 | scrap | Only Weightage/Scrap Value is considered
584 | CP/H/517 | CHAITANYAPUR PUMPING STATION(NEAR STORE AREA) | Chaitanyapur | Usable Material List/ SERVICEABLE MATERIAL | ф450*2 | DF PIPE | Cast Iron | STORE AREA | 1 | pipe | 9076.2 | 9076.2 | scrap | Only Weightage/Scrap Value is considered
585 | BM 71-76 | BASHUDEBPUR STORE NO. 2(USABLE MATERIAL) | Basudevpur | Usable Material List/ SERVICEABLE MATERIAL | .. | VALVE SPINDLE | CAST IRON | STORE 2 | 6 | Mech | 12000 | 3600 | ok
586 | CM/S2/91-93 | CHAITANYAPUR STORE 2B (UNUSABLE MATERIAL) | Chaitanyapur | UNSERVICEABLE/Unusable MATERIAL | 300MM | ACTURATOR MANUAL |  | STORE 2B | 3 | Ele | 12000 | 1800 | ok
587 | BV/C/8-9 | BASHUDEBPUR PUMPING STATION | Basudevpur | UNSERVICEABLE/Unusable MATERIAL | ф600 | GATE VALVE | CAST IRON | FRONT AREA | 2 | Mech | 11800 | 590 | ok
588 | CM/S4/248-257 | CHAITANYAPUR STORE NO 4(USABLE MATERIAL) | Chaitanyapur | Usable Material List/ SERVICEABLE MATERIAL | 100*100*80 | PLAIN TEE |  | STORE 4 | 10 | Mech | 11800 | 3540 | ok
589 | CP/S2/1-3 | CHAITANYAPUR STORE NO. 2A(USABLE MATERIAL) | Chaitanyapur | Usable Material List/ SERVICEABLE MATERIAL | 50MM*6M | GI PIPE | GI | STORE 2A | 3 | pipe | 8640 | 8640 | ok
590 | CT/H/158-160 | CHAITANYAPUR PUMPING STATION(NEAR STORE AREA) | Chaitanyapur | Usable Material List/ SERVICEABLE MATERIAL | ф350*350*200 | DF TEE | Cast Iron | STORE AREA | 3 | Mech | 11193 | 3357.9 | scrap material
591 | BM/A/8 | BASUDEVPUR PUMPING STATION | Basudevpur | Usable Material List/ SERVICEABLE MATERIAL | ф400*22.5 | ALL SOCKET BEND | Cast Iron | FRONT AREA | 1 | Mech | 11000 | 3300 | scrap material
592 | CM/S3/206-223 | CHAITANYAPUR STORE NO. 3(USABLE MATERIAL) | Chaitanyapur | Usable Material List/ SERVICEABLE MATERIAL | 150MM | SOCKET TAIL PIPE |  | STORE 3 | 17 | pipe | 8205.9 | 820.59 | ok
593 | BP/A/220-221 | BASUDEVPUR PUMPING STATION | Basudevpur | Usable Material List/ SERVICEABLE MATERIAL | ф1100*400mm | DF PIPE | Cast Iron | FRONT AREA | 2 | pipe | 8186.16 | 8186.16 | scrap | Only Weightage/Scrap Value is considered
594 | BP/C/102-103 | BASHUDEBPUR PUMPING STATION | Basudevpur | UNSERVICEABLE/Unusable MATERIAL | ф1110*400MM | PIPE | CAST IRON | FRONT AREA | 2 | pipe | 8186.16 | 8186.16 | scrap | Only Weightage/Scrap Value is considered
595 | GM/90-125 | GEONKHALI OLD 25 MGD WTP STORE 1 | Geonkhali | Usable Material List/ SERVICEABLE MATERIAL | 32 AMP | MCB |  | STORE 1 | 36 | Ele | 10728 | 1609.2 | ok
596 | HP/A/10 | HATIBERIA PUMPING STATION | Hatiberia | UNSERVICEABLE/Unusable MATERIAL | ф350*2.6 | PIPE | CAST IRON | FRONT AREA | 1 | pipe | 8041.02 | 8041.02 | scrap | Only Weightage/Scrap Value is considered
597 | BP/A/193 | BASUDEVPUR PUMPING STATION | Basudevpur | Usable Material List/ SERVICEABLE MATERIAL | ф500*1.5 | PIPE | Cast Iron | FRONT AREA | 1 | pipe | 7969.05 | 7969.05 | scrap | Only Weightage/Scrap Value is considered
598 | BM350-355 | BASHUDEBPUR STORE NO. 1 (USABLE MATERIAL) | Basudevpur | Usable Material List/ SERVICEABLE MATERIAL | ф500 | COLLER | CAST IRON | STORE 1 | 6 | Mech | 10620 | 3186 | scrap
599 | CM/S4/239-247 | CHAITANYAPUR STORE NO 4(USABLE MATERIAL) | Chaitanyapur | Usable Material List/ SERVICEABLE MATERIAL | 100*100*100 | PLAIN TEE |  | STORE 4 | 9 | Mech | 10620 | 3186 | ok
600 | CM/S3/236-247 | CHAITANYAPUR STORE NO. 3(USABLE MATERIAL) | Chaitanyapur | Usable Material List/ SERVICEABLE MATERIAL | 200MM | SOCKET TAIL PIPE |  | STORE 3 | 11 | pipe | 7769.85 | 776.985 | ok
601 | BP 391 | BASHUDEBPUR STORE NO. 1 (USABLE MATERIAL) | Basudevpur | Usable Material List/ SERVICEABLE MATERIAL | ф200*5.5M | PIPE | CAST IRON | OUTSIDE | 1 | pipe | 7769.85 | 7769.85 | ok
602 | BP/A/35 | BASHUDEBPUR PUMPING STATION | Basudevpur | UNSERVICEABLE/Unusable MATERIAL | ф350*2.5 | PIPE | CAST IRON | FRONT AREA | 1 | pipe | 7731.75 | 7731.75 | ok
603 | CM/H/623-625 | CHAITANYAPUR PUMPING STATION(NEAR STORE AREA) | Chaitanyapur | Usable Material List/ SERVICEABLE MATERIAL | ф600*22.5˚ | BEND | Cast Iron | STORE AREA | 3 | Mech | 10299 | 3089.7 | ok
604 | CM/S3/505-507 | CHAITANYAPUR STORE NO. 3(USABLE MATERIAL) | Chaitanyapur | Usable Material List/ SERVICEABLE MATERIAL | 250MM*90DEGREE | BEND SOCKET |  | STORE 3 | 3 | Mech | 10299 | 3089.7 | ok
605 | BM/A/55-56 | BASUDEVPUR PUMPING STATION | Basudevpur | Usable Material List/ SERVICEABLE MATERIAL | ф500*45˚ | DC BEND | Cast Iron | FRONT AREA | 2 | Mech | 10054 | 3016.2 | ok
606 | BM/A/73-74 | BASUDEVPUR PUMPING STATION | Basudevpur | Usable Material List/ SERVICEABLE MATERIAL | ф500*22.5˚ | DC BEND | Cast Iron | FRONT AREA | 2 | Mech | 10054 | 3016.2 | ok
607 | BM/A/75-76 | BASUDEVPUR PUMPING STATION | Basudevpur | Usable Material List/ SERVICEABLE MATERIAL | ф500*45˚ | DC BEND | Cast Iron | FRONT AREA | 2 | Mech | 10054 | 3016.2 | ok
608 | CT/H/23 | CHAITANYAPUR PUMPING STATION(NEAR STORE AREA) | Chaitanyapur | Usable Material List/ SERVICEABLE MATERIAL | ф300*300*200 | AS TEE | Cast Iron | STORE AREA | 1 | Mech | 10000 | 3000 | ok
609 | CT/H/24 | CHAITANYAPUR PUMPING STATION(NEAR STORE AREA) | Chaitanyapur | Usable Material List/ SERVICEABLE MATERIAL | ф350*350*250 | AS TEE | Cast Iron | STORE AREA | 1 | Mech | 10000 | 3000 | ok
610 | CT/H/25 | CHAITANYAPUR PUMPING STATION(NEAR STORE AREA) | Chaitanyapur | Usable Material List/ SERVICEABLE MATERIAL | ф750*750*500 | AS TEE | Cast Iron | STORE AREA | 1 | Mech | 10000 | 3000 | ok
611 | CP/H/632-641 | CHAITANYAPUR PUMPING STATION(NEAR STORE AREA) | Chaitanyapur | Usable Material List/ SERVICEABLE MATERIAL | ф250*2.5 | DFP | Cast Iron | STORE AREA | 10 | Mech | 10000 | 3000 | ok
612 | BT/A/11 | BASUDEVPUR PUMPING STATION | Basudevpur | Usable Material List/ SERVICEABLE MATERIAL | ф600*600*600 | AS TEE | Cast Iron | FRONT AREA | 1 | Mech | 10000 | 3000 | ok
613 | CM/H/364-365 | CHAITANYAPUR PUMPING STATION | Chaitanyapur | UNSERVICEABLE/Unusable MATERIAL | ф500*45 | DS BEND | CAST IRON | STORE AREA | 2 | Mech | 10000 | 2000 | ok
614 | BM163-164 | BASHUDEBPUR STORE NO. 1 (USABLE MATERIAL) | Basudevpur | Usable Material List/ SERVICEABLE MATERIAL | ф350*200 | TEE | CAST IRON | STORE 1 | 2 | Mech | 10000 | 3000 | ok
615 | BM166-167 | BASHUDEBPUR STORE NO. 1 (USABLE MATERIAL) | Basudevpur | Usable Material List/ SERVICEABLE MATERIAL | ф200*100 | TEE | CAST IRON | STORE 1 | 2 | Mech | 10000 | 3000 | ok
616 | BM184-185 | BASHUDEBPUR STORE NO. 1 (USABLE MATERIAL) | Basudevpur | Usable Material List/ SERVICEABLE MATERIAL | ф200*200 | TEE | CAST IRON | STORE 1 | 2 | Mech | 10000 | 3000 | ok
617 | BM 70 | BASHUDEBPUR STORE NO. 2(USABLE MATERIAL) | Basudevpur | Usable Material List/ SERVICEABLE MATERIAL | .. | PUMP |  | STORE 2 | 1 | Mech | 10000 | 4000 | ok
618 | BE 50 | BASHUDEBPUR STORE NO. 2(USABLE MATERIAL) | Basudevpur | Usable Material List/ SERVICEABLE MATERIAL |  | PUMP MOTOR SET1 |  | STORE 2 | 1 | ele | 10000 | 4000 | ok
619 | BE 61 | BASHUDEBPUR STORE NO. 2(USABLE MATERIAL) | Basudevpur | Usable Material List/ SERVICEABLE MATERIAL |  | PUMP SET |  | STORE 2 | 1 | Mech | 10000 | 4000 | ok
620 | BE 105 | BASHUDEBPUR STORE NO. 2(USABLE MATERIAL) | Basudevpur | Usable Material List/ SERVICEABLE MATERIAL |  | PUMP SET |  | STORE 2 | 1 | Mech | 10000 | 4000 | ok
621 | CM/S1/27 | CHAITANYAPUR STORE NO. 1(USABLE MATERIAL) | Chaitanyapur | Usable Material List/ SERVICEABLE MATERIAL |  | MONO BLOCK DW PUMP | CAST IRON | STORE 1 | 1 | Mech | 10000 | 4000 | ok
622 | CM/S3/457-461 | CHAITANYAPUR STORE NO. 3(USABLE MATERIAL) | Chaitanyapur | Usable Material List/ SERVICEABLE MATERIAL | 200MM | DS COLLAR |  | STORE 3 | 5 | Mech | 10000 | 3000 | ok
623 | CM/S3/526-527 | CHAITANYAPUR STORE NO. 3(USABLE MATERIAL) | Chaitanyapur | Usable Material List/ SERVICEABLE MATERIAL | 200MM*45DEGREE | DS BEND |  | STORE 3 | 2 | Mech | 10000 | 3000 | ok
624 | CM/S3/538-539 | CHAITANYAPUR STORE NO. 3(USABLE MATERIAL) | Chaitanyapur | Usable Material List/ SERVICEABLE MATERIAL | 250*22.5DEGREE | DS BEND |  | STORE 3 | 2 | Mech | 10000 | 3000 | ok
625 | BM 2 | BASUDEVPUR STORE 1 / STORE 2(UNUSABLE MATERIAL ) | Basudevpur | UNSERVICEABLE/Unusable MATERIAL | PUMP | PUMP |  | STORE 2 | 1 | Mech | 10000 | 2000 | ok
626 | CM/S2/43-44 | CHAITANYAPUR STORE 2B (UNUSABLE MATERIAL) | Chaitanyapur | UNSERVICEABLE/Unusable MATERIAL | 100MM | DIRT BOX |  | STORE 2B | 2 | Scrap | 9960 | 498 | ok
627 | CM/S2/89-90 | CHAITANYAPUR STORE 2B (UNUSABLE MATERIAL) | Chaitanyapur | UNSERVICEABLE/Unusable MATERIAL | 50MM | DIRT BOX |  | STORE 2B | 2 | Scrap | 9960 | 498 | ok
628 | HP/A/2 | HATIBERIA PUMPING STATION | Hatiberia | UNSERVICEABLE/Unusable MATERIAL | ф500*1.4 | PIPE | CAST IRON | FRONT AREA | 1 | pipe | 7437.78 | 7437.78 | ok
629 | CM/H/670-678 | CHAITANYAPUR PUMPING STATION(NEAR STORE AREA) | Chaitanyapur | Usable Material List/ SERVICEABLE MATERIAL | ф800*400 | TAIL PIECE | Cast Iron | STORE AREA | 9 | Mech | 9900 | 2970 | ok
630 | BP/A/11-13 | BASHUDEBPUR PUMPING STATION | Basudevpur | UNSERVICEABLE/Unusable MATERIAL | ф300*1 | PIPE | CAST IRON | FRONT AREA | 3 | pipe | 7363.8 | 7363.8 | ok
631 | BP/A/75 | BASHUDEBPUR PUMPING STATION | Basudevpur | UNSERVICEABLE/Unusable MATERIAL | ф300*3 | PIPE | CAST IRON | FRONT AREA | 1 | pipe | 7363.8 | 7363.8 | ok
632 | GM/A/83 -84 | GEONKHALI OLD 25 MGD WTP | Geonkhali | Usable Material List/ SERVICEABLE MATERIAL | ф1100X1000 DF | REDUCER | Cast Iron | Beside Substation | 2 | Mech | 9796 | 2938.8 | ok
633 | CM/H/244-245 | CHAITANYAPUR PUMPING STATION(NEAR STORE AREA) | Chaitanyapur | Usable Material List/ SERVICEABLE MATERIAL | ф400*250 | REDUCER | Cast Iron | STORE AREA | 2 | Mech | 9796 | 2938.8 | ok
634 | CM/H/309-310 | CHAITANYAPUR PUMPING STATION(NEAR STORE AREA) | Chaitanyapur | Usable Material List/ SERVICEABLE MATERIAL | ф250*150 | REDUCER | Cast Iron | STORE AREA | 2 | Mech | 9796 | 2938.8 | ok
635 | BM161-162 | BASHUDEBPUR STORE NO. 1 (USABLE MATERIAL) | Basudevpur | Usable Material List/ SERVICEABLE MATERIAL | ф300*400 | REDUCER DF | CAST IRON | STORE 1 | 2 | Mech | 9796 | 2938.8 | ok
636 | BE 75 | BASHUDEBPUR STORE NO. 2(USABLE MATERIAL) | Basudevpur | Usable Material List/ SERVICEABLE MATERIAL |  | LT O/C RELAY |  | STORE 2 | 1 | Ele | 9780 | 1467 | 0 | it has no commercial value
637 | BP/A/103 | BASUDEVPUR PUMPING STATION | Basudevpur | Usable Material List/ SERVICEABLE MATERIAL | ф350*2.3 | PIPE | Cast Iron | FRONT AREA | 1 | pipe | 7113.21 | 7113.21 | scrap | Only Weightage/Scrap Value is considered
638 | BP/A/3 | BASUDEVPUR PUMPING STATION | Basudevpur | Usable Material List/ SERVICEABLE MATERIAL | Ф600*1 | PIPE | DI | FRONT AREA | 1 | pipe | 7080 | 7080 | scrap | Only Weightage/Scrap Value is considered
639 | CP/H/339 | CHAITANYAPUR PUMPING STATION | Chaitanyapur | UNSERVICEABLE/Unusable MATERIAL | ф600 | PIPE | CAST IRON | STORE AREA | 1 | pipe | 7080 | 7080 | scrap | Only Weightage/Scrap Value is considered
640 | CM/S1/44-47 | CHAITANYAPUR STORE NO. 1(USABLE MATERIAL) | Chaitanyapur | Usable Material List/ SERVICEABLE MATERIAL | ф500 | BELLO |  | STORE 1 | 4 | Mech | 9440 | 2832 | scrap
641 | CM/S3/128-131 | CHAITANYAPUR STORE NO. 3(USABLE MATERIAL) | Chaitanyapur | Usable Material List/ SERVICEABLE MATERIAL | 350MM*11.25DEGREE | DF BEND |  | STORE 3 | 4 | Mech | 9440 | 2832 | scrap
642 | CM/S3/174-175 | CHAITANYAPUR STORE NO. 3(USABLE MATERIAL) | Chaitanyapur | Usable Material List/ SERVICEABLE MATERIAL | 150*90DEGREE | DUCK BEND |  | STORE 3 | 2 | Mech | 9206 | 2761.8 | scrap
643 | BE 1-4 | BASHUDEBPUR STORE NO. 2(USABLE MATERIAL) | Basudevpur | Usable Material List/ SERVICEABLE MATERIAL |  | FORWARD REVERSE STARTER |  | STORE 2 | 4 | Mech | 9108 | 2732.4 | ok
644 | CP/H/518 | CHAITANYAPUR PUMPING STATION(NEAR STORE AREA) | Chaitanyapur | Usable Material List/ SERVICEABLE MATERIAL | ф450*1.5 | DF PIPE | Cast Iron | STORE AREA | 1 | pipe | 6807.15 | 6807.15 | scrap | Only Weightage/Scrap Value is considered
645 | CP/H/520 | CHAITANYAPUR PUMPING STATION(NEAR STORE AREA) | Chaitanyapur | Usable Material List/ SERVICEABLE MATERIAL | ф450*1.5 | DF PIPE | Cast Iron | STORE AREA | 1 | pipe | 6807.15 | 6807.15 | scrap | Only Weightage/Scrap Value is considered
646 | GP/B/14 | GEONKHALI OLD WTP | Geonkhali | UNSERVICEABLE/Unusable MATERIAL | ф450*1.5 DF | PIPE | MS | NEAR CWR | 1 | pipe | 6807.15 | 6807.15 | scrap | Only Weightage/Scrap Value is considered
647 | GP/B/15 | GEONKHALI OLD WTP | Geonkhali | UNSERVICEABLE/Unusable MATERIAL | ф450*1.5 DF | PIPE | CAST IRON | NEAR CWR | 1 | pipe | 6807.15 | 6807.15 | scrap | Only Weightage/Scrap Value is considered
648 | CP/E/250-267 | CHAITANYAPUR PUMPING STATION( NEAR STORE AREA) | Chaitanyapur | Usable Material List/ SERVICEABLE MATERIAL | ф1100 x 1 | SOCKET CUT PIECE | Cast Iron | NEAR HOUSING COMPLEX | 18 | Ele | 9000 | 1350 | scrap
649 | BP22-30 | BASHUDEBPUR STORE NO. 1 (USABLE MATERIAL) | Basudevpur | Usable Material List/ SERVICEABLE MATERIAL | ф300*500 | DFP | CAST IRON | STORE 1 | 9 | Mech | 9000 | 2700 | scrap
650 | BM69-73 | BASHUDEBPUR STORE NO. 1 (USABLE MATERIAL) | Basudevpur | Usable Material List/ SERVICEABLE MATERIAL | ф200 | DT JOINT | CAST IRON | STORE 1 | 5 | Mech | 8850 | 2655 | scrap
651 | BM280-284 | BASHUDEBPUR STORE NO. 1 (USABLE MATERIAL) | Basudevpur | Usable Material List/ SERVICEABLE MATERIAL | ф350 | JIFFY COLLER | CAST IRON | STORE 1 | 5 | Mech | 8850 | 2655 | scrap
652 | CM/S4/01-44 | CHAITANYAPUR STORE NO 4(USABLE MATERIAL) | Chaitanyapur | Usable Material List/ SERVICEABLE MATERIAL | 100*90DEGREE | P BEND |  | STORE 4 | 44 | Mech | 8800 | 2640 | scrap
653 | CM/S4/165-208 | CHAITANYAPUR STORE NO 4(USABLE MATERIAL) | Chaitanyapur | Usable Material List/ SERVICEABLE MATERIAL | 100*45DEGREE | P BEND |  | STORE 4 | 44 | Mech | 8800 | 2640 | scrap
654 | HP/A/8 | HATIBERIA PUMPING STATION | Hatiberia | Usable Material List/ SERVICEABLE MATERIAL | ф300X2.6 | PIPE | DI | FRONT AREA | 1 | pipe | 6381.96 | 6381.96 | scrap | Only Weightage/Scrap Value is considered
655 | CP/H/526-527 | CHAITANYAPUR PUMPING STATION(NEAR STORE AREA) | Chaitanyapur | Usable Material List/ SERVICEABLE MATERIAL | ф500*600MM | DF PIPE | Cast Iron | STORE AREA | 2 | pipe | 6375.24 | 6375.24 | scrap | Only Weightage/Scrap Value is considered
656 | BP/A/219 | BASUDEVPUR PUMPING STATION | Basudevpur | Usable Material List/ SERVICEABLE MATERIAL | ф500*1.2 | PIPE | Cast Iron | FRONT AREA | 1 | pipe | 6375.24 | 6375.24 | scrap | Only Weightage/Scrap Value is considered
657 | GM/401-416 | GEONKHALI OLD 25 MGD WTP STORE 1 | Geonkhali | Usable Material List/ SERVICEABLE MATERIAL |  | INDICATOR |  | STORE 1 | 17 | Ele | 8500 | 1275 | scrap
658 | CM/H/641-657 | CHAITANYAPUR PUMPING STATION(NEAR STORE AREA) | Chaitanyapur | Usable Material List/ SERVICEABLE MATERIAL | ф750 | SPIGOT | Cast Iron | STORE AREA | 18 | Mech | 8496 | 2548.8 | scrap
659 | BP/A/222-223 | BASUDEVPUR PUMPING STATION | Basudevpur | Usable Material List/ SERVICEABLE MATERIAL | ф600*450mm | DF PIPE | Cast Iron | FRONT AREA | 2 | pipe | 6372 | 6372 | scrap | Only Weightage/Scrap Value is considered
660 | BP/A/170-172 | BASUDEVPUR PUMPING STATION | Basudevpur | Usable Material List/ SERVICEABLE MATERIAL | ф200*1.5 | PIPE | Cast Iron | FRONT AREA | 3 | pipe | 6357.15 | 6357.15 | scrap | Only Weightage/Scrap Value is considered
661 | BP/A/78 | BASHUDEBPUR PUMPING STATION | Basudevpur | UNSERVICEABLE/Unusable MATERIAL | ф200*4.5 | PIPE | CAST IRON | FRONT AREA | 1 | pipe | 6357.15 | 6357.15 | scrap | Only Weightage/Scrap Value is considered
662 | CP/H/477 | CHAITANYAPUR PUMPING STATION(NEAR STORE AREA) | Chaitanyapur | Usable Material List/ SERVICEABLE MATERIAL | ф350*2 | DF PIPE | Cast Iron | STORE AREA | 1 | pipe | 6185.4 | 6185.4 | scrap | Only Weightage/Scrap Value is considered
663 | CP/H/532 | CHAITANYAPUR PUMPING STATION(NEAR STORE AREA) | Chaitanyapur | Usable Material List/ SERVICEABLE MATERIAL | ф350*2 | DF PIPE | Cast Iron | STORE AREA | 1 | pipe | 6185.4 | 6185.4 | scrap | Only Weightage/Scrap Value is considered
664 | CM/S4/316 | CHAITANYAPUR STORE NO 4(USABLE MATERIAL) | Chaitanyapur | Usable Material List/ SERVICEABLE MATERIAL | 350 | DF PIPE | 4SET | STORE 4 | 1 | pipe | 6185.4 | 6185.4 | scrap | Only Weightage/Scrap Value is considered
665 | CM/H/563-578 | CHAITANYAPUR PUMPING STATION(NEAR STORE AREA) | Chaitanyapur | Usable Material List/ SERVICEABLE MATERIAL | ф250 | SOCKET | Cast Iron | STORE AREA | 16 | Ele | 8000 | 1200 | scrap
666 | CP/H/594-601 | CHAITANYAPUR PUMPING STATION(NEAR STORE AREA) | Chaitanyapur | Usable Material List/ SERVICEABLE MATERIAL | ф350*5.5 | DFP | Cast Iron | STORE AREA | 8 | Mech | 8000 | 2400 | scrap
667 | CM/H/396-411 | CHAITANYAPUR PUMPING STATION | Chaitanyapur | UNSERVICEABLE/Unusable MATERIAL | ф250 | SOCKET BEND | CAST IRON | STORE AREA | 16 | Ele | 8000 | 1200 | scrap
668 | BM393 | BASHUDEBPUR STORE NO. 1 (USABLE MATERIAL) | Basudevpur | Usable Material List/ SERVICEABLE MATERIAL | .. | WATER TANK |  | OUTSIDE | 1 | Mech | 8000 | 3200 | scrap
669 | BE 17-21 | BASHUDEBPUR STORE NO. 2(USABLE MATERIAL) | Basudevpur | Usable Material List/ SERVICEABLE MATERIAL |  | SINGLE PHASE PREVENTER |  | STORE 2 | 5 | Ele | 8000 | 1200 | ok
670 | CM/S3/422-425 | CHAITANYAPUR STORE NO. 3(USABLE MATERIAL) | Chaitanyapur | Usable Material List/ SERVICEABLE MATERIAL | 100MM | VALVE |  | STORE 3 | 4 | Mech | 8000 | 2400 | ok
671 | BM 1 | BASUDEVPUR STORE 1 / STORE 2(UNUSABLE MATERIAL ) | Basudevpur | UNSERVICEABLE/Unusable MATERIAL | 1000L | WATER TANK | FIBRE | STORE 2 | 1 | Mech | 8000 | 0
672 | CM/S2/94-95 | CHAITANYAPUR STORE 2B (UNUSABLE MATERIAL) | Chaitanyapur | UNSERVICEABLE/Unusable MATERIAL | 300MM | ELECTRICAL ACTURATOR |  | STORE 2B | 2 | Scrap | 7800 | 390 | ok
673 | HP/A/7 | HATIBERIA PUMPING STATION | Hatiberia | Usable Material List/ SERVICEABLE MATERIAL | Ф250x3 , DF | PIPE | Cast Iron | FRONT AREA | 1 | pipe | 5710.5 | 5710.5 | scrap | Only Weightage/Scrap Value is considered
674 | CP/H/545-546 | CHAITANYAPUR PUMPING STATION(NEAR STORE AREA) | Chaitanyapur | Usable Material List/ SERVICEABLE MATERIAL | ф250*1.5 | DF PIPE | Cast Iron | STORE AREA | 2 | pipe | 5710.5 | 5710.5 | scrap | Only Weightage/Scrap Value is considered
675 | BP/A/88 | BASHUDEBPUR PUMPING STATION | Basudevpur | UNSERVICEABLE/Unusable MATERIAL | ф250*3 | PIPE | CAST IRON | FRONT AREA | 1 | pipe | 5710.5 | 5710.5 | scrap | Only Weightage/Scrap Value is considered
676 | CM/S3/230-235 | CHAITANYAPUR STORE NO. 3(USABLE MATERIAL) | Chaitanyapur | Usable Material List/ SERVICEABLE MATERIAL | 250MM | SOCKET TAIL PIPE |  | STORE 3 | 6 | pipe | 5710.5 | 571.05 | ok
677 | CP/E/276 | CHAITANYAPUR PUMPING STATION( NEAR STORE AREA) | Chaitanyapur | Usable Material List/ SERVICEABLE MATERIAL | ф200 x 4 | PIPE | DI | NEAR HOUSING COMPLEX | 1 | pipe | 5650.8 | 5650.8 | scrap | Only Weightage/Scrap Value is considered
678 | BP/C/104 | BASHUDEBPUR PUMPING STATION | Basudevpur | UNSERVICEABLE/Unusable MATERIAL | ф200*4 | PIPE | MS | FRONT AREA | 1 | pipe | 5650.8 | 5650.8 | scrap | Only Weightage/Scrap Value is considered
679 | CP/H/359 | CHAITANYAPUR PUMPING STATION(NEAR STORE AREA) | Chaitanyapur | Usable Material List/ SERVICEABLE MATERIAL | ф400*1.5 | PIPE | Cast Iron | STORE AREA | 1 | pipe | 5645.25 | 5645.25 | scrap | Only Weightage/Scrap Value is considered
680 | CM/H/557-559 | CHAITANYAPUR PUMPING STATION(NEAR STORE AREA) | Chaitanyapur | Usable Material List/ SERVICEABLE MATERIAL | ф600 | DS COLLER | Cast Iron | STORE AREA | 3 | Mech | 7500 | 2250 | scrap
681 | CM/H/560-562 | CHAITANYAPUR PUMPING STATION(NEAR STORE AREA) | Chaitanyapur | Usable Material List/ SERVICEABLE MATERIAL | ф500 | DS COLLER | Cast Iron | STORE AREA | 3 | Mech | 7500 | 2250 | scrap
682 | CM/H/626-640 | CHAITANYAPUR PUMPING STATION(NEAR STORE AREA) | Chaitanyapur | Usable Material List/ SERVICEABLE MATERIAL | ф750 | SOCKET | Cast Iron | STORE AREA | 15 | Ele | 7500 | 1125 | scrap
683 | BE 52-56 | BASHUDEBPUR STORE NO. 2(USABLE MATERIAL) | Basudevpur | Usable Material List/ SERVICEABLE MATERIAL |  | MOCB SPARE |  | STORE 2 | 5 | Ele | 7500 | 1125 | ok
684 | CT/H/140-142 | CHAITANYAPUR PUMPING STATION(NEAR STORE AREA) | Chaitanyapur | Usable Material List/ SERVICEABLE MATERIAL | ф350*350*100 | DF TEE | Cast Iron | STORE AREA | 2 | Mech | 7462 | 2238.6 | scrap
685 | CT/H/161-162 | CHAITANYAPUR PUMPING STATION(NEAR STORE AREA) | Chaitanyapur | Usable Material List/ SERVICEABLE MATERIAL | ф500*500*250 | DF TEE | Cast Iron | STORE AREA | 2 | Mech | 7462 | 2238.6 | scrap
686 | CP/H/529-530 | CHAITANYAPUR PUMPING STATION(NEAR STORE AREA) | Chaitanyapur | Usable Material List/ SERVICEABLE MATERIAL | ф350*900 | DF PIPE | Cast Iron | STORE AREA | 2 | pipe | 5566.86 | 5566.86 | scrap | Only Weightage/Scrap Value is considered
687 | CM/S3/183-205 | CHAITANYAPUR STORE NO. 3(USABLE MATERIAL) | Chaitanyapur | Usable Material List/ SERVICEABLE MATERIAL | 80MM | SOCKET TAIL PIPE |  | STORE 3 | 23 | pipe | 5520 | 5520 | scrap | Only Weightage/Scrap Value is considered
688 | GM/33-38 | GEONKHALI OLD 25 MGD WTP STORE 1 | Geonkhali | Usable Material List/ SERVICEABLE MATERIAL |  | LIGHTENING ARRESTOR |  | STORE 1 | 6 | Ele | 7140 | 1071 | ok | it has no commercial value
689 | HP/A/4 | HATIBERIA PUMPING STATION | Hatiberia | Usable Material List/ SERVICEABLE MATERIAL | ф250X2.8 | PIPE | DI | FRONT AREA | 1 | pipe | 5329.8 | 5329.8 | ok
690 | BP/A/147 | BASUDEVPUR PUMPING STATION | Basudevpur | Usable Material List/ SERVICEABLE MATERIAL | ф500*1 | DF PIPE | Cast Iron | FRONT AREA | 1 | pipe | 5312.7 | 5312.7 | scrap | Only Weightage/Scrap Value is considered
691 | CM/S4/306-307 | CHAITANYAPUR STORE NO 4(USABLE MATERIAL) | Chaitanyapur | Usable Material List/ SERVICEABLE MATERIAL | 300*500 | DF PIPE |  | STORE 4 | 2 | pipe | 5312.7 | 5312.7 | scrap | Only Weightage/Scrap Value is considered
692 | CM/H/340-343 | CHAITANYAPUR PUMPING STATION(NEAR STORE AREA) | Chaitanyapur | Usable Material List/ SERVICEABLE MATERIAL | ф450*45˚ | DF BEND | Cast Iron | STORE AREA | 3 | Mech | 7080 | 2124 | scrap
693 | CM/H/340-343 | CHAITANYAPUR PUMPING STATION | Chaitanyapur | UNSERVICEABLE/Unusable MATERIAL | ф600 | BOLTED COLLER | CAST IRON | STORE AREA | 4 | Mech | 7080 | 1416 | scrap
694 | CM/H/344-347 | CHAITANYAPUR PUMPING STATION | Chaitanyapur | UNSERVICEABLE/Unusable MATERIAL | ф400 | BOLTED COLLER | CAST IRON | STORE AREA | 4 | Mech | 7080 | 1416 | scrap
695 | BM285-288 | BASHUDEBPUR STORE NO. 1 (USABLE MATERIAL) | Basudevpur | Usable Material List/ SERVICEABLE MATERIAL | ф300 | COLLER | CAST IRON | STORE 1 | 4 | Mech | 7080 | 2124 | scrap
696 | BM291-294 | BASHUDEBPUR STORE NO. 1 (USABLE MATERIAL) | Basudevpur | Usable Material List/ SERVICEABLE MATERIAL | ф600 | JIFFY COLLER | CAST IRON | STORE 1 | 4 | Mech | 7080 | 2124 | scrap
697 | CM/S4/233-238 | CHAITANYAPUR STORE NO 4(USABLE MATERIAL) | Chaitanyapur | Usable Material List/ SERVICEABLE MATERIAL | 80*80*80 | PLAIN TEE |  | STORE 4 | 6 | Mech | 7080 | 2124 | scrap
698 | BP/A/1 | BASHUDEBPUR PUMPING STATION | Basudevpur | UNSERVICEABLE/Unusable MATERIAL | ф400*1.4 | PIPE | DUCTILE IRON | FRONT AREA | 1 | pipe | 5268.9 | 5268.9 | scrap | Only Weightage/Scrap Value is considered
699 | CP/H/587-593 | CHAITANYAPUR PUMPING STATION(NEAR STORE AREA) | Chaitanyapur | Usable Material List/ SERVICEABLE MATERIAL | ф1100*2 | DFP | Cast Iron | STORE AREA | 7 | Mech | 7000 | 2100 | scrap
700 | CP/H/642-648 | CHAITANYAPUR PUMPING STATION(NEAR STORE AREA) | Chaitanyapur | Usable Material List/ SERVICEABLE MATERIAL | ф350*6 | DFP | Cast Iron | STORE AREA | 7 | Mech | 7000 | 2100 | scrap
701 | BM/B/91 | BASUDEVPUR PUMPING STATION | Basudevpur | Usable Material List/ SERVICEABLE MATERIAL | ф250*250*250*250 | 4 WAY TEE | Cast Iron | NEAR PUMP HOUSE | 1 | Mech | 7000 | 2100 | scrap
702 | BP15-21 | BASHUDEBPUR STORE NO. 1 (USABLE MATERIAL) | Basudevpur | Usable Material List/ SERVICEABLE MATERIAL | ф250*50mm | DFP | CAST IRON | STORE 1 | 7 | Mech | 7000 | 2100 | scrap
703 | BE 86 | BASHUDEBPUR STORE NO. 2(USABLE MATERIAL) | Basudevpur | Usable Material List/ SERVICEABLE MATERIAL | 100A | STARTER |  | STORE 2 | 1 | Ele | 7000 | 1050 | ok
704 | GM/68 | GEONKHALI OLD 25 MGD WTP STORE 1 | Geonkhali | Usable Material List/ SERVICEABLE MATERIAL | 1600AMP | STARTER BRKR |  | STORE 1 | 1 | Ele | 7000 | 1050 | ok
705 | GM/503 | GEONKHALI OLD 25 MGD WTP STORE 1 | Geonkhali | Usable Material List/ SERVICEABLE MATERIAL |  | STARTER SWITCH |  | STORE 1 | 1 | Ele | 7000 | 1050 | ok
706 | CP/H/486-487 | CHAITANYAPUR PUMPING STATION(NEAR STORE AREA) | Chaitanyapur | Usable Material List/ SERVICEABLE MATERIAL | ф150*2.7 | DF PIPE | Cast Iron | STORE AREA | 2 | pipe | 5213.16 | 5213.16 | scrap material | Only Weightage/Scrap Value is considered
707 | GM/B/99 -100 | GEONKHALI OLD 25 MGD WTP | Geonkhali | Usable Material List/ SERVICEABLE MATERIAL | ф1000X90˚ | BEND | Cast Iron | BESIDE CHEMICALHOUSE | 2 | Mech | 6866 | 2059.8 | ok
708 | GM/B/101 -102 | GEONKHALI OLD 25 MGD WTP | Geonkhali | Usable Material List/ SERVICEABLE MATERIAL | ф1000X60˚ | BEND | Cast Iron | BESIDE CHEMICALHOUSE | 2 | Mech | 6866 | 2059.8 | ok
709 | CM/G/130-131 | CHAITANYAPUR PUMPING STATION( NEAR STORE AREA) | Chaitanyapur | Usable Material List/ SERVICEABLE MATERIAL | ф1100X90˚ | BEND | Cast Iron | NEAR HOUSING COMPLEX | 2 | Mech | 6866 | 2059.8 | ok
710 | CM/H/290-291 | CHAITANYAPUR PUMPING STATION(NEAR STORE AREA) | Chaitanyapur | Usable Material List/ SERVICEABLE MATERIAL | ф500*45˚ | BEND | Cast Iron | STORE AREA | 2 | Mech | 6866 | 2059.8 | ok
711 | CM/H/445-446 | CHAITANYAPUR PUMPING STATION(NEAR STORE AREA) | Chaitanyapur | Usable Material List/ SERVICEABLE MATERIAL | ф750*11.25˚ | BEND | Cast Iron | STORE AREA | 2 | Mech | 6866 | 2059.8 | ok
712 | CM/H/691-692 | CHAITANYAPUR PUMPING STATION(NEAR STORE AREA) | Chaitanyapur | Usable Material List/ SERVICEABLE MATERIAL | ф1100*90˚ | BEND | Cast Iron | STORE AREA | 2 | Mech | 6866 | 2059.8 | ok
713 | BM289-290 | BASHUDEBPUR STORE NO. 1 (USABLE MATERIAL) | Basudevpur | Usable Material List/ SERVICEABLE MATERIAL | ф250*45˚ | BEND | CAST IRON | STORE 1 | 2 | Mech | 6866 | 2059.8 | ok
714 | CM/S3/502-503 | CHAITANYAPUR STORE NO. 3(USABLE MATERIAL) | Chaitanyapur | Usable Material List/ SERVICEABLE MATERIAL | 200MM*90DEGREE | BEND SOCKET |  | STORE 3 | 2 | Mech | 6866 | 2059.8 | ok
715 | CP/H/522 | CHAITANYAPUR PUMPING STATION(NEAR STORE AREA) | Chaitanyapur | Usable Material List/ SERVICEABLE MATERIAL | ф750*500MM | DF PIPE | Cast Iron | STORE AREA | 1 | pipe | 5116.35 | 5116.35 | ok
716 | BP/A/27 | BASHUDEBPUR PUMPING STATION | Basudevpur | UNSERVICEABLE/Unusable MATERIAL | ф500*950 | PIPE | DUCTILE IRON | FRONT AREA | 1 | pipe | 5047.065 | 5047.065 | ok
717 | CM/S4/60-92 | CHAITANYAPUR STORE NO 4(USABLE MATERIAL) | Chaitanyapur | Usable Material List/ SERVICEABLE MATERIAL | 100*11.25DEGREE | P BEND |  | STORE 4 | 33 | Mech | 6600 | 1980 | ok
718 | HP/A/10 | HATIBERIA PUMPING STATION | Hatiberia | Usable Material List/ SERVICEABLE MATERIAL | ф300X2 | PIPE | DI | FRONT AREA | 1 | pipe | 4909.2 | 4909.2 | ok
719 | CP/H/479 | CHAITANYAPUR PUMPING STATION(NEAR STORE AREA) | Chaitanyapur | Usable Material List/ SERVICEABLE MATERIAL | ф300*2 | DF PIPE | Cast Iron | STORE AREA | 1 | pipe | 4909.2 | 4909.2 | scrap | Only Weightage/Scrap Value is considered
720 | BP/A/9 | BASHUDEBPUR PUMPING STATION | Basudevpur | UNSERVICEABLE/Unusable MATERIAL | ф300*2 | PIPE | DUCTILE IRON | FRONT AREA | 1 | pipe | 4909.2 | 4909.2 | scrap | Only Weightage/Scrap Value is considered
721 | CM/S3/226-229 | CHAITANYAPUR STORE NO. 3(USABLE MATERIAL) | Chaitanyapur | Usable Material List/ SERVICEABLE MATERIAL | 300MM | SOCKET TAIL PIPE |  | STORE 3 | 4 | pipe | 4909.2 | 490.92 | ok
722 | GM/34-43 | GEONKHALI OLD 25 MGD WTP STORE 2 | Geonkhali | Usable Material List/ SERVICEABLE MATERIAL | 160 MM | PVC PIPE |  | STORE 2 | 10 | pipe | 4827 | 4827 | ok
723 | BM45-46 | BASHUDEBPUR STORE NO. 2(USABLE MATERIAL) | Basudevpur | Usable Material List/ SERVICEABLE MATERIAL | ф400 | JP COLAR | CAST IRON | STORE 2 | 2 | Mech | 6350 | 1905 | ok
724 | CM/S3/42-46 | CHAITANYAPUR STORE NO. 3(USABLE MATERIAL) | Chaitanyapur | Usable Material List/ SERVICEABLE MATERIAL | 100MM | JP COLAR |  | STORE 3 | 2 | Mech | 6350 | 1905 | ok
725 | CM/S3/500-501 | CHAITANYAPUR STORE NO. 3(USABLE MATERIAL) | Chaitanyapur | Usable Material List/ SERVICEABLE MATERIAL | 750MM | JP COLAR |  | STORE 3 | 2 | Mech | 6350 | 1905 | ok
726 | HP/A/11 | HATIBERIA PUMPING STATION | Hatiberia | UNSERVICEABLE/Unusable MATERIAL | ф250*2.5 | PIPE | CAST IRON | FRONT AREA | 1 | pipe | 4758.75 | 4758.75 | scrap material | Only Weightage/Scrap Value is considered
727 | BP/A/218 | BASUDEVPUR PUMPING STATION | Basudevpur | Usable Material List/ SERVICEABLE MATERIAL | ф750*450mm | DF PIPE | Cast Iron | FRONT AREA | 1 | pipe | 4604.715 | 4604.715 | scrap material | Only Weightage/Scrap Value is considered
728 | CM/H/391-403 | CHAITANYAPUR PUMPING STATION(NEAR STORE AREA) | Chaitanyapur | Usable Material List/ SERVICEABLE MATERIAL | ф500 | SPIGOT TAIL PIECE | Cast Iron | STORE AREA | 13 | Mech | 6136 | 1840.8 | ok
729 | CM/S3/382-394 | CHAITANYAPUR STORE NO. 3(USABLE MATERIAL) | Chaitanyapur | Usable Material List/ SERVICEABLE MATERIAL | 100MM | SPIGOT TAIL PIECE |  | STORE 3 | 13 | Mech | 6136 | 1840.8 | ok
730 | CP/H/342 | CHAITANYAPUR PUMPING STATION | Chaitanyapur | UNSERVICEABLE/Unusable MATERIAL | ф700*500 | PIPE | CAST IRON | STORE AREA | 1 | pipe | 4568.25 | 4568.25 | scrap | Only Weightage/Scrap Value is considered
731 | BP/A/148 | BASUDEVPUR PUMPING STATION | Basudevpur | Usable Material List/ SERVICEABLE MATERIAL | ф450*1 | DF PIPE | Cast Iron | FRONT AREA | 1 | pipe | 4538.1 | 4538.1 | scrap | Only Weightage/Scrap Value is considered
732 | CP/H/336 | CHAITANYAPUR PUMPING STATION | Chaitanyapur | UNSERVICEABLE/Unusable MATERIAL | ф450*1 | PIPE | CAST IRON | STORE AREA | 1 | pipe | 4538.1 | 4538.1 | scrap | Only Weightage/Scrap Value is considered
733 | CM/H/406-417 | CHAITANYAPUR PUMPING STATION(NEAR STORE AREA) | Chaitanyapur | Usable Material List/ SERVICEABLE MATERIAL | ф350 | SOCKET TAIL PIECE | Cast Iron | STORE AREA | 12 | Ele | 6000 | 900 | ok
734 | BM99-129 | BASHUDEBPUR STORE NO. 1 (USABLE MATERIAL) | Basudevpur | Usable Material List/ SERVICEABLE MATERIAL | ф500 | LRC | CAST IRON | STORE 1 | 30 | Ele | 6000 | 900 | ok
735 | BP39-45 | BASHUDEBPUR STORE NO. 1 (USABLE MATERIAL) | Basudevpur | Usable Material List/ SERVICEABLE MATERIAL | ф200*300 | DFP | CAST IRON | STORE 1 | 6 | Mech | 6000 | 1800 | ok
736 | BP53-58 | BASHUDEBPUR STORE NO. 1 (USABLE MATERIAL) | Basudevpur | Usable Material List/ SERVICEABLE MATERIAL | ф100*1.5m | DFP | CAST IRON | STORE 1 | 6 | Mech | 6000 | 1800 | ok
737 | GM/52-57 | GEONKHALI OLD 25 MGD WTP STORE 1 | Geonkhali | Usable Material List/ SERVICEABLE MATERIAL |  | CT |  | STORE 1 | 6 | Mech | 6000 | 1800 | ok
738 | CV/H/71 | CHAITANYAPUR PUMPING STATION(NEAR STORE AREA) | Chaitanyapur | Usable Material List/ SERVICEABLE MATERIAL | ф600 | GATE VALVE | Cast Iron | STORE AREA | 1 | Mech | 5900 | 1770 | ok
739 | CV/H/77 | CHAITANYAPUR PUMPING STATION(NEAR STORE AREA) | Chaitanyapur | Usable Material List/ SERVICEABLE MATERIAL | ф600 | GATE VALVE | Cast Iron | STORE AREA | 1 | Mech | 5900 | 1770 | ok
740 | CV/H/78 | CHAITANYAPUR PUMPING STATION(NEAR STORE AREA) | Chaitanyapur | Usable Material List/ SERVICEABLE MATERIAL | ф500 | GATE VALVE | Cast Iron | STORE AREA | 1 | Mech | 5900 | 1770 | ok
741 | CV/H/81 | CHAITANYAPUR PUMPING STATION(NEAR STORE AREA) | Chaitanyapur | Usable Material List/ SERVICEABLE MATERIAL | ф500 | GATE VALVE | Cast Iron | STORE AREA | 1 | Mech | 5900 | 1770 | ok
742 | CM/S3/01 | CHAITANYAPUR STORE 3 (UNUSABLE MATERIAL) | Chaitanyapur | UNSERVICEABLE/Unusable MATERIAL | 350MM | GATE VALVE |  | STORE 3 | 1 | Mech | 5900 | 295 | ok
743 | BP71-79 | BASHUDEBPUR STORE NO. 1 (USABLE MATERIAL) | Basudevpur | Usable Material List/ SERVICEABLE MATERIAL | ф40 | GI PIPE | GI | STORE 1 | 9 | pipe | 4320 | 4320 | ok
744 | CP/H/563-564 | CHAITANYAPUR PUMPING STATION(NEAR STORE AREA) | Chaitanyapur | Usable Material List/ SERVICEABLE MATERIAL | ф200*1.5 | DF PIPE | Cast Iron | STORE AREA | 2 | pipe | 4238.1 | 4238.1 | ok
745 | BP/A/62 | BASUDEVPUR PUMPING STATION | Basudevpur | Usable Material List/ SERVICEABLE MATERIAL | ф200*3 | PIPE | DI | FRONT AREA | 1 | pipe | 4238.1 | 4238.1 | ok
746 | BP/A/77 | BASHUDEBPUR PUMPING STATION | Basudevpur | UNSERVICEABLE/Unusable MATERIAL | ф200*3 | PIPE | CAST IRON | FRONT AREA | 1 | pipe | 4238.1 | 4238.1 | ok
747 | CP/S2/145-146 | CHAITANYAPUR STORE NO. 2A(USABLE MATERIAL) | Chaitanyapur | Usable Material List/ SERVICEABLE MATERIAL | 200*1.5M | MS PIPE | MS | STORE 2A | 2 | pipe | 4238.1 | 4238.1 | ok
748 | CT/G/04-10 | CHAITANYAPUR PUMPING STATION( NEAR STORE AREA) | Chaitanyapur | Usable Material List/ SERVICEABLE MATERIAL | ф1100x1100x1000 | T JOINT | Cast Iron | NEAR HOUSING COMPLEX | 7 | Mech | 5600 | 1680 | ok
749 | CM/H/353-360 | CHAITANYAPUR PUMPING STATION | Chaitanyapur | UNSERVICEABLE/Unusable MATERIAL | ф1100 | FLANGE RING | CAST IRON | STORE AREA | 8 | Mech | 5600 | 1120 | ok
750 | BM248-275 | BASHUDEBPUR STORE NO. 1 (USABLE MATERIAL) | Basudevpur | Usable Material List/ SERVICEABLE MATERIAL | ф200 | LRC | CAST IRON | STORE 1 | 28 | Ele | 5600 | 840 | ok
751 | CM/S3/176-182 | CHAITANYAPUR STORE NO. 3(USABLE MATERIAL) | Chaitanyapur | Usable Material List/ SERVICEABLE MATERIAL | 100MM | SOCKET TAIL PIPE |  | STORE 3 | 7 | pipe | 4162.2 | 416.22 | ok
752 | CM/S4/308-314 | CHAITANYAPUR STORE NO 4(USABLE MATERIAL) | Chaitanyapur | Usable Material List/ SERVICEABLE MATERIAL | 100MM*1M | DF PIPE |  | STORE 4 | 7 | pipe | 4162.2 | 4162.2 | ok
753 | GM/A/72 -77 | GEONKHALI OLD 25 MGD WTP | Geonkhali | Usable Material List/ SERVICEABLE MATERIAL | ф1100X2 DF | TAIL PIECE | Cast Iron | Beside Substation | 5 | Mech | 5500 | 1650 | ok
754 | CM/H/366-368 | CHAITANYAPUR PUMPING STATION | Chaitanyapur | UNSERVICEABLE/Unusable MATERIAL | ф600 | SPLIT COLLER | CAST IRON | STORE AREA | 3 | Mech | 5310 | 1062 | ok
755 | BM277-279 | BASHUDEBPUR STORE NO. 1 (USABLE MATERIAL) | Basudevpur | Usable Material List/ SERVICEABLE MATERIAL | ф300 | JIFFY COLLER | CAST IRON | STORE 1 | 3 | Mech | 5310 | 1593 | ok
756 | BM48-50 | BASHUDEBPUR STORE NO. 2(USABLE MATERIAL) | Basudevpur | Usable Material List/ SERVICEABLE MATERIAL | ф80 | DT JOINT | CAST IRON | STORE 2 | 3 | Mech | 5310 | 1593 | ok
757 | CM/S3/273-293 | CHAITANYAPUR STORE NO. 3(USABLE MATERIAL) | Chaitanyapur | Usable Material List/ SERVICEABLE MATERIAL | 250MM-150MM | DF REDUCER |  | STORE 3 | 21 | Mech | 5250 | 1575 | ok
758 | HP/A/5 | HATIBERIA PUMPING STATION | Hatiberia | UNSERVICEABLE/Unusable MATERIAL | ф300*1.6 | PIPE | CAST IRON | FRONT AREA | 1 | pipe | 3927.36 | 3927.36 | ok
759 | BP/A/149 | BASUDEVPUR PUMPING STATION | Basudevpur | Usable Material List/ SERVICEABLE MATERIAL | ф200*2.75 | DF PIPE | Cast Iron | FRONT AREA | 1 | pipe | 3884.925 | 3884.925 | ok
760 | CP/H/533 | CHAITANYAPUR PUMPING STATION(NEAR STORE AREA) | Chaitanyapur | Usable Material List/ SERVICEABLE MATERIAL | ф250*2 | DF PIPE | Cast Iron | STORE AREA | 1 | pipe | 3807 | 3807 | ok
761 | GP/B/16 | GEONKHALI OLD WTP | Geonkhali | UNSERVICEABLE/Unusable MATERIAL | ф250*2 DF | PIPE | CAST IRON | NEAR CWR | 1 | pipe | 3807 | 3807 | ok
762 | CP/H/345 | CHAITANYAPUR PUMPING STATION | Chaitanyapur | UNSERVICEABLE/Unusable MATERIAL | ф250*2 | PIPE | CAST IRON | STORE AREA | 1 | pipe | 3807 | 3807 | ok
763 | BP/A/34 | BASHUDEBPUR PUMPING STATION | Basudevpur | UNSERVICEABLE/Unusable MATERIAL | ф250*2 | PIPE | DUCTILE IRON | FRONT AREA | 1 | pipe | 3807 | 3807 | ok
764 | BM/A/44 | BASUDEVPUR PUMPING STATION | Basudevpur | Usable Material List/ SERVICEABLE MATERIAL | 750*11.25˚ | DC BEND | Cast Iron | FRONT AREA | 1 | Mech | 5027 | 1508.1 | ok
765 | BM/A/54 | BASUDEVPUR PUMPING STATION | Basudevpur | Usable Material List/ SERVICEABLE MATERIAL | ф600*45˚ | DC BEND | Cast Iron | FRONT AREA | 1 | Mech | 5027 | 1508.1 | ok
766 | BM/A/57 | BASUDEVPUR PUMPING STATION | Basudevpur | Usable Material List/ SERVICEABLE MATERIAL | ф400*45˚ | DC BEND | Cast Iron | FRONT AREA | 1 | Mech | 5027 | 1508.1 | ok
767 | BM/A/67 | BASUDEVPUR PUMPING STATION | Basudevpur | Usable Material List/ SERVICEABLE MATERIAL | ф500*90˚ | DC BEND | Cast Iron | FRONT AREA | 1 | Mech | 5027 | 1508.1 | ok
768 | CP/H/344 | CHAITANYAPUR PUMPING STATION | Chaitanyapur | UNSERVICEABLE/Unusable MATERIAL | ф400 | DF PIPE | CAST IRON | STORE AREA | 1 | pipe | 3763.5 | 3763.5 | ok
769 | HT/A/15 | HATIBERIA PUMPING STATION | Hatiberia | Usable Material List/ SERVICEABLE MATERIAL | ф 500X500X500 | TEE | Cast Iron | FRONT AREA | 1 | Mech | 5000 | 1500 | ok
770 | CM/H/224 | CHAITANYAPUR PUMPING STATION(NEAR STORE AREA) | Chaitanyapur | Usable Material List/ SERVICEABLE MATERIAL | ф350*11.25˚ | DS BEND | Cast Iron | STORE AREA | 1 | Mech | 5000 | 1500 | ok
771 | CM/H/292 | CHAITANYAPUR PUMPING STATION(NEAR STORE AREA) | Chaitanyapur | Usable Material List/ SERVICEABLE MATERIAL | ф600*22.5˚ | DS BEND | Cast Iron | STORE AREA | 1 | Mech | 5000 | 1500 | ok
772 | CM/H/318-319 | CHAITANYAPUR PUMPING STATION(NEAR STORE AREA) | Chaitanyapur | Usable Material List/ SERVICEABLE MATERIAL | ф500 | DS COLLER | Cast Iron | STORE AREA | 2 | Mech | 5000 | 1500 | ok
773 | CM/H/323 | CHAITANYAPUR PUMPING STATION(NEAR STORE AREA) | Chaitanyapur | Usable Material List/ SERVICEABLE MATERIAL | ф600x22.5˚ | DS BEND | Cast Iron | STORE AREA | 1 | Mech | 5000 | 1500 | ok
774 | CM/H/326-328 | CHAITANYAPUR PUMPING STATION(NEAR STORE AREA) | Chaitanyapur | Usable Material List/ SERVICEABLE MATERIAL | ф600 | DS COLLER | Cast Iron | STORE AREA | 2 | Mech | 5000 | 1500 | ok
775 | CM/H/329-330 | CHAITANYAPUR PUMPING STATION(NEAR STORE AREA) | Chaitanyapur | Usable Material List/ SERVICEABLE MATERIAL | ф500 | DS COLLER | Cast Iron | STORE AREA | 2 | Mech | 5000 | 1500 | ok
776 | CM/H/331 | CHAITANYAPUR PUMPING STATION(NEAR STORE AREA) | Chaitanyapur | Usable Material List/ SERVICEABLE MATERIAL | ф600*45˚ | DS BEND | Cast Iron | STORE AREA | 1 | Mech | 5000 | 1500 | ok
777 | CM/H/479 | CHAITANYAPUR PUMPING STATION(NEAR STORE AREA) | Chaitanyapur | Usable Material List/ SERVICEABLE MATERIAL | ф450*45˚ | DS BEND | Cast Iron | STORE AREA | 1 | Mech | 5000 | 1500 | ok
778 | CM/H/480 | CHAITANYAPUR PUMPING STATION(NEAR STORE AREA) | Chaitanyapur | Usable Material List/ SERVICEABLE MATERIAL | ф300*90˚ | DS BEND | Cast Iron | STORE AREA | 1 | Mech | 5000 | 1500 | ok
779 | CM/H/484 | CHAITANYAPUR PUMPING STATION(NEAR STORE AREA) | Chaitanyapur | Usable Material List/ SERVICEABLE MATERIAL | ф400*22.5˚ | DS BEND | Cast Iron | STORE AREA | 1 | Mech | 5000 | 1500 | ok
780 | CM/H/485 | CHAITANYAPUR PUMPING STATION(NEAR STORE AREA) | Chaitanyapur | Usable Material List/ SERVICEABLE MATERIAL | ф500*22.5˚ | DS BEND | Cast Iron | STORE AREA | 1 | Mech | 5000 | 1500 | ok
781 | CM/H/486 | CHAITANYAPUR PUMPING STATION(NEAR STORE AREA) | Chaitanyapur | Usable Material List/ SERVICEABLE MATERIAL | ф350*11.25˚ | DS BEND | Cast Iron | STORE AREA | 1 | Mech | 5000 | 1500 | ok
782 | CM/H/487 | CHAITANYAPUR PUMPING STATION(NEAR STORE AREA) | Chaitanyapur | Usable Material List/ SERVICEABLE MATERIAL | ф500*45˚ | DS BEND | Cast Iron | STORE AREA | 1 | Mech | 5000 | 1500 | ok
783 | CM/H/585 | CHAITANYAPUR PUMPING STATION(NEAR STORE AREA) | Chaitanyapur | Usable Material List/ SERVICEABLE MATERIAL | ф700*90˚ | DS BEND | Cast Iron | STORE AREA | 1 | Mech | 5000 | 1500 | ok
784 | CM/H/621-622 | CHAITANYAPUR PUMPING STATION(NEAR STORE AREA) | Chaitanyapur | Usable Material List/ SERVICEABLE MATERIAL | ф750 | COLLER | Cast Iron | STORE AREA | 2 | Mech | 5000 | 1500 | ok
785 | CM/H/658-659 | CHAITANYAPUR PUMPING STATION(NEAR STORE AREA) | Chaitanyapur | Usable Material List/ SERVICEABLE MATERIAL | ф600 | COLLER | Cast Iron | STORE AREA | 2 | Mech | 5000 | 1500 | ok
786 | CT/H/16-20 | CHAITANYAPUR PUMPING STATION(NEAR STORE AREA) | Chaitanyapur | Usable Material List/ SERVICEABLE MATERIAL | ф350*350*250 | Y TEE | Cast Iron | STORE AREA | 5 | Mech | 5000 | 1500 | ok
787 | CM/H/686 | CHAITANYAPUR PUMPING STATION(NEAR STORE AREA) | Chaitanyapur | Usable Material List/ SERVICEABLE MATERIAL | ф500*45˚ | DS BEND | Cast Iron | STORE AREA | 1 | Mech | 5000 | 1500 | ok
788 | BM/A/49-50 | BASUDEVPUR PUMPING STATION | Basudevpur | Usable Material List/ SERVICEABLE MATERIAL | ф800 | FLANGE WITH COLLER | Cast Iron | FRONT AREA | 2 | Mech | 5000 | 1500 | ok
789 | BM/A/65-66 | BASUDEVPUR PUMPING STATION | Basudevpur | Usable Material List/ SERVICEABLE MATERIAL | ф600*250 mm | ONE SIDE COLLER & FLANGE | Cast Iron | FRONT AREA | 2 | Mech | 5000 | 1500 | ok
790 | CM/H/337-338 | CHAITANYAPUR PUMPING STATION | Chaitanyapur | UNSERVICEABLE/Unusable MATERIAL | ф600 | SPLIT COLLER | CAST IRON | STORE AREA | 2 | Mech | 5000 | 1000 | ok
791 | BM39-43 | BASHUDEBPUR STORE NO. 1 (USABLE MATERIAL) | Basudevpur | Usable Material List/ SERVICEABLE MATERIAL | ф150*45.5˚ | DFB | CAST IRON | STORE 1 | 5 | Mech | 5000 | 1500 | ok
792 | BM50-54 | BASHUDEBPUR STORE NO. 1 (USABLE MATERIAL) | Basudevpur | Usable Material List/ SERVICEABLE MATERIAL | ф350 | DFB | CAST IRON | STORE 1 | 5 | Mech | 5000 | 1500 | ok
793 | BM88 | BASHUDEBPUR STORE NO. 1 (USABLE MATERIAL) | Basudevpur | Usable Material List/ SERVICEABLE MATERIAL | ф80 | TEE | CAST IRON | STORE 1 | 1 | Mech | 5000 | 1500 | ok
794 | BM93 | BASHUDEBPUR STORE NO. 1 (USABLE MATERIAL) | Basudevpur | Usable Material List/ SERVICEABLE MATERIAL | ф200 | TEE | CAST IRON | STORE 1 | 1 | Mech | 5000 | 1500 | ok
795 | BM165 | BASHUDEBPUR STORE NO. 1 (USABLE MATERIAL) | Basudevpur | Usable Material List/ SERVICEABLE MATERIAL | ф250*100 | TEE | CAST IRON | STORE 1 | 1 | Mech | 5000 | 1500 | ok
796 | BM174 | BASHUDEBPUR STORE NO. 1 (USABLE MATERIAL) | Basudevpur | Usable Material List/ SERVICEABLE MATERIAL | ф80*80 | TEE | CAST IRON | STORE 1 | 1 | Mech | 5000 | 1500 | ok
797 | BP33-37 | BASHUDEBPUR STORE NO. 1 (USABLE MATERIAL) | Basudevpur | Usable Material List/ SERVICEABLE MATERIAL | ф150*250 | DFP | CAST IRON | STORE 1 | 5 | Mech | 5000 | 1500 | ok
798 | BP46-51 | BASHUDEBPUR STORE NO. 1 (USABLE MATERIAL) | Basudevpur | Usable Material List/ SERVICEABLE MATERIAL | ф100*1m | DFP | CAST IRON | STORE 1 | 5 | Mech | 5000 | 1500 | ok
799 | BM 25-44 | BASHUDEBPUR STORE NO. 2(USABLE MATERIAL) | Basudevpur | Usable Material List/ SERVICEABLE MATERIAL | ф100 | LRC | CAST IRON | STORE 2 | 25 | Ele | 5000 | 750 | ok
800 | BE 119 | BASHUDEBPUR STORE NO. 2(USABLE MATERIAL) | Basudevpur | Usable Material List/ SERVICEABLE MATERIAL |  | INVERTER |  | STORE 2 | 1 | Ele | 5000 | 750 | ok
801 | CM/S3/471-480 | CHAITANYAPUR STORE NO. 3(USABLE MATERIAL) | Chaitanyapur | Usable Material List/ SERVICEABLE MATERIAL | 250*22.5DEGREE | SOCKET BEND |  | STORE 3 | 10 | Ele | 5000 | 750 | ok
802 | CM/S3/540 | CHAITANYAPUR STORE NO. 3(USABLE MATERIAL) | Chaitanyapur | Usable Material List/ SERVICEABLE MATERIAL | 200*45DEGREE | DS BEND |  | STORE 3 | 1 | Mech | 5000 | 1500 | ok
803 | GM/18 | GEONKHALI OLD 25 MGD WTP STORE 2 | Geonkhali | Usable Material List/ SERVICEABLE MATERIAL |  | GEAR BOX OF ALAM |  | STORE 2 | 1 | Mech | 5000 | 1500 | ok
804 | GM/20-29 | GEONKHALI OLD 25 MGD WTP STORE 2 | Geonkhali | Usable Material List/ SERVICEABLE MATERIAL |  | DIS PINIUM |  | STORE 2 | 10 | Mech | 5000 | 1500 | ok
805 | GM/1 | GEONKHALI OLD 25 MGD WTP STORE 3 (UNUSABLE MATERIAL) | Geonkhali | UNSERVICEABLE/Unusable MATERIAL | ALL SCRAP MATRIALS |  |  | FIRST FLOOR STORE ROOM | 1 | Mech | 5000 | 500 | ok
806 | GM/1 | GEONKHALI OLD 25 MGD WTP STORE 4 (UNUSABLE MATERIAL) | Geonkhali | UNSERVICEABLE/Unusable MATERIAL | ALL SCRAP MATRIALS |  |  | OVER HEAD RESERVOIR | 1 | Mech | 5000 | 500 | ok
807 | GM/1 | GEONKHALI OLD 25 MGD WTP STORE 5 (UNUSABLE MATERIAL) | Geonkhali | UNSERVICEABLE/Unusable MATERIAL | ALL REJECTED PUMP, VALVE, NRV AND OTHER MATERIALS |  |  | CLEAR WATER PUMP HOUSE | 1 | Mech | 5000 | 500 | ok
808 | CM/H/437 | CHAITANYAPUR PUMPING STATION(NEAR STORE AREA) | Chaitanyapur | Usable Material List/ SERVICEABLE MATERIAL | ф600 | DIRT BOX | Cast Iron | STORE AREA | 1 | Mech | 4980 | 1494 | ok
809 | BV/A/4 | BASHUDEBPUR PUMPING STATION | Basudevpur | UNSERVICEABLE/Unusable MATERIAL | ф250 | DIRT BOX | CAST IRON | FRONT AREA | 1 | Scrap | 4980 | 249 | ok
810 | BM207 | BASHUDEBPUR STORE NO. 1 (USABLE MATERIAL) | Basudevpur | Usable Material List/ SERVICEABLE MATERIAL | ф80 | DURT BOX | CAST IRON | STORE 1 | 1 | Mech | 4980 | 1494 | ok
811 | BM 9 | BASUDEVPUR STORE 1 / STORE 2(UNUSABLE MATERIAL ) | Basudevpur | UNSERVICEABLE/Unusable MATERIAL | ф150 | DIRT BOX | CAST IRON | STORE 1 | 1 | Scrap | 4980 | 249 | ok
812 | BM 14 | BASUDEVPUR STORE 1 / STORE 2(UNUSABLE MATERIAL ) | Basudevpur | UNSERVICEABLE/Unusable MATERIAL | ф50 | DIRT BOX | CAST IRON | STORE 1 | 1 | Scrap | 4980 | 249 | ok
813 | BM 43 | BASUDEVPUR STORE 1 / STORE 2(UNUSABLE MATERIAL ) | Basudevpur | UNSERVICEABLE/Unusable MATERIAL | ф150 | DIRT BOX | CAST IRON | STORE 1 | 1 | Scrap | 4980 | 249 | ok
814 | CM/S2/88 | CHAITANYAPUR STORE 2B (UNUSABLE MATERIAL) | Chaitanyapur | UNSERVICEABLE/Unusable MATERIAL | 250MM | DIRT BOX |  | STORE 2B | 1 | Scrap | 4980 | 249 | ok
815 | HP/A/3 | HATIBERIA PUMPING STATION | Hatiberia | UNSERVICEABLE/Unusable MATERIAL | ф500*700mm | PIPE | CAST IRON | FRONT AREA | 1 | pipe | 3718.89 | 3718.89 | scrap | Only Weightage/Scrap Value is considered
816 | BP/A/232 | BASUDEVPUR PUMPING STATION | Basudevpur | Usable Material List/ SERVICEABLE MATERIAL | ф350*1.2 | PIPE | Cast Iron | FRONT AREA | 1 | pipe | 3711.24 | 3711.24 | scrap | Only Weightage/Scrap Value is considered
817 | CM/H/270-277 | CHAITANYAPUR PUMPING STATION(NEAR STORE AREA) | Chaitanyapur | Usable Material List/ SERVICEABLE MATERIAL | ф400*250 | REDUCER | Cast Iron | STORE AREA | 1 | Mech | 4898 | 1469.4 | ok
818 | CM/H/334 | CHAITANYAPUR PUMPING STATION(NEAR STORE AREA) | Chaitanyapur | Usable Material List/ SERVICEABLE MATERIAL | ф350*150 | REDUCER | Cast Iron | STORE AREA | 1 | Mech | 4898 | 1469.4 | ok
819 | CM/H/339 | CHAITANYAPUR PUMPING STATION(NEAR STORE AREA) | Chaitanyapur | Usable Material List/ SERVICEABLE MATERIAL | ф750*600 | REDUCER | Cast Iron | STORE AREA | 1 | Mech | 4898 | 1469.4 | ok
820 | CM/H/483 | CHAITANYAPUR PUMPING STATION(NEAR STORE AREA) | Chaitanyapur | Usable Material List/ SERVICEABLE MATERIAL | ф500*400 | REDUCER | Cast Iron | STORE AREA | 1 | Mech | 4898 | 1469.4 | ok
821 | BM160 | BASHUDEBPUR STORE NO. 1 (USABLE MATERIAL) | Basudevpur | Usable Material List/ SERVICEABLE MATERIAL | ф250*100 | REDUCER DF | CAST IRON | STORE 1 | 1 | Mech | 4898 | 1469.4 | ok
822 | CM/S2/104 | CHAITANYAPUR STORE NO. 2B(USABLE MATERIAL) | Chaitanyapur | Usable Material List/ SERVICEABLE MATERIAL | 300*150 | REDUCER |  | STORE 2B | 1 | Mech | 4898 | 1469.4 | ok
823 | BE 73 | BASHUDEBPUR STORE NO. 2(USABLE MATERIAL) | Basudevpur | Usable Material List/ SERVICEABLE MATERIAL |  | GAS AND OIL RELAY |  | STORE 2 | 1 | Mech | 4880 | 1464 | ok
824 | GM/365-377 | GEONKHALI OLD 25 MGD WTP STORE 1 | Geonkhali | Usable Material List/ SERVICEABLE MATERIAL |  | HT ISOLATOR |  | STORE 1 | 13 | Ele | 4797 | 719.55 | ok
825 | BE 22-26 | BASHUDEBPUR STORE NO. 2(USABLE MATERIAL) | Basudevpur | Usable Material List/ SERVICEABLE MATERIAL | 25A | HRC FUSE |  | STORE 2 | 5 | Ele | 4795 | 719.25 | ok
826 | BM307 | BASHUDEBPUR STORE NO. 1 (USABLE MATERIAL) | Basudevpur | Usable Material List/ SERVICEABLE MATERIAL | ф200 | BLANK FLANGE | CAST IRON | STORE 1 | 1 | Mech | 4782 | 1434.6 | ok
827 | BM308 | BASHUDEBPUR STORE NO. 1 (USABLE MATERIAL) | Basudevpur | Usable Material List/ SERVICEABLE MATERIAL | ф300 | BLANK FLANGE | CAST IRON | STORE 1 | 1 | Mech | 4782 | 1434.6 | ok
828 | BP/A/224 | BASUDEVPUR PUMPING STATION | Basudevpur | Usable Material List/ SERVICEABLE MATERIAL | ф750*350mm | PIPE | Cast Iron | FRONT AREA | 1 | pipe | 3581.445 | 3581.445 | ok
829 | CM/H/324-325 | CHAITANYAPUR PUMPING STATION(NEAR STORE AREA) | Chaitanyapur | Usable Material List/ SERVICEABLE MATERIAL | ф750*90˚ | DF BEND | Cast Iron | STORE AREA | 2 | Mech | 4720 | 1416 | ok
830 | CM/H/364-365 | CHAITANYAPUR PUMPING STATION(NEAR STORE AREA) | Chaitanyapur | Usable Material List/ SERVICEABLE MATERIAL | ф750*22.5˚ | DF BEND | Cast Iron | STORE AREA | 2 | Mech | 4720 | 1416 | ok
831 | CM/H/608-617 | CHAITANYAPUR PUMPING STATION(NEAR STORE AREA) | Chaitanyapur | Usable Material List/ SERVICEABLE MATERIAL | ф750 | SPIGOT | Cast Iron | STORE AREA | 10 | Mech | 4720 | 1416 | ok
832 | BM/A/9-10 | BASUDEVPUR PUMPING STATION | Basudevpur | Usable Material List/ SERVICEABLE MATERIAL | ф600*22.5˚ | DF BEND | Cast Iron | FRONT AREA | 2 | Mech | 4720 | 1416 | ok
833 | CM/S3/133-134 | CHAITANYAPUR STORE NO. 3(USABLE MATERIAL) | Chaitanyapur | Usable Material List/ SERVICEABLE MATERIAL | 250MM*11.25DEGREE | DF BEND |  | STORE 3 | 2 | Mech | 4720 | 1416 | ok
834 | CM/H/385 | CHAITANYAPUR PUMPING STATION(NEAR STORE AREA) | Chaitanyapur | Usable Material List/ SERVICEABLE MATERIAL | ф250 | DUCK BEND | Cast Iron | STORE AREA | 1 | Mech | 4603 | 1380.9 | ok
835 | CM/H/424 | CHAITANYAPUR PUMPING STATION(NEAR STORE AREA) | Chaitanyapur | Usable Material List/ SERVICEABLE MATERIAL | ф500 | DUCK BEND | Cast Iron | STORE AREA | 1 | Mech | 4603 | 1380.9 | ok
836 | BP/A/173 | BASUDEVPUR PUMPING STATION | Basudevpur | Usable Material List/ SERVICEABLE MATERIAL | ф250*1.8 | PIPE | Cast Iron | FRONT AREA | 1 | pipe | 3426.3 | 3426.3 | ok
837 | CM/S3/69-71 | CHAITANYAPUR STORE NO. 3(USABLE MATERIAL) | Chaitanyapur | Usable Material List/ SERVICEABLE MATERIAL | 250MM | BOLTED COLLAR BEND |  | STORE 3 | 3 | Mech | 4500 | 1350 | ok
838 | BP60-66 | BASHUDEBPUR STORE NO. 1 (USABLE MATERIAL) | Basudevpur | Usable Material List/ SERVICEABLE MATERIAL | ф80 | GI PIPE | GI | STORE 1 | 7 | pipe | 3360 | 3360 | ok
839 | GM/164-175 | GEONKHALI OLD 25 MGD WTP STORE 1 | Geonkhali | Usable Material List/ SERVICEABLE MATERIAL |  | HT JOINT |  | STORE 1 | 12 | Ele | 4428 | 664.2 | ok
840 | CM/H/679-682 | CHAITANYAPUR PUMPING STATION(NEAR STORE AREA) | Chaitanyapur | Usable Material List/ SERVICEABLE MATERIAL | ф750*200 | TAIL PIECE | Cast Iron | STORE AREA | 4 | Mech | 4400 | 1320 | ok
841 | BE 31-43 | BASHUDEBPUR STORE NO. 2(USABLE MATERIAL) | Basudevpur | Usable Material List/ SERVICEABLE MATERIAL | 240MM | LUGS |  | STORE 2 | 13 | Mech | 4342 | 1302.6 | ok
842 | HP/A/9 | HATIBERIA PUMPING STATION | Hatiberia | UNSERVICEABLE/Unusable MATERIAL | ф250*1.7 | PIPE | CAST IRON | FRONT AREA | 1 | pipe | 3235.95 | 3235.95 | scrap | Only Weightage/Scrap Value is considered
843 | CP/H/523 | CHAITANYAPUR PUMPING STATION(NEAR STORE AREA) | Chaitanyapur | Usable Material List/ SERVICEABLE MATERIAL | ф500*600MM | DF PIPE | Cast Iron | STORE AREA | 1 | pipe | 3187.62 | 3187.62 | scrap | Only Weightage/Scrap Value is considered
844 | HP/A/3 | HATIBERIA PUMPING STATION | Hatiberia | Usable Material List/ SERVICEABLE MATERIAL | ф250X1.65 | PIPE | DI | FRONT AREA | 1 | pipe | 3140.775 | 3140.775 | ok
845 | CP/H/519 | CHAITANYAPUR PUMPING STATION(NEAR STORE AREA) | Chaitanyapur | Usable Material List/ SERVICEABLE MATERIAL | ф350*1 | DF PIPE | Cast Iron | STORE AREA | 1 | pipe | 3092.7 | 3092.7 | scrap | Only Weightage/Scrap Value is considered
846 | CP/H/521 | CHAITANYAPUR PUMPING STATION(NEAR STORE AREA) | Chaitanyapur | Usable Material List/ SERVICEABLE MATERIAL | ф600*1 | DF PIPE | Cast Iron | STORE AREA | 1 | pipe | 3092.7 | 3092.7 | scrap | Only Weightage/Scrap Value is considered
847 | CM/S3/224-225 | CHAITANYAPUR STORE NO. 3(USABLE MATERIAL) | Chaitanyapur | Usable Material List/ SERVICEABLE MATERIAL | 350MM | SOCKET TAIL PIPE |  | STORE 3 | 2 | pipe | 3092.7 | 309.27 | ok
848 | BM 5- 24 | BASHUDEBPUR STORE NO. 2(USABLE MATERIAL) | Basudevpur | Usable Material List/ SERVICEABLE MATERIAL | ф80 | LRC | CAST IRON | STORE 2 | 20 | Ele | 4000 | 600 | ok
849 | BM 57-58 | BASHUDEBPUR STORE NO. 2(USABLE MATERIAL) | Basudevpur | Usable Material List/ SERVICEABLE MATERIAL | .. | WHEEL | CAST IRON | STORE 2 | 2 | Mech | 4000 | 1200 | scrap
850 | BE 137-40 | BASHUDEBPUR STORE NO. 2(USABLE MATERIAL) | Basudevpur | Usable Material List/ SERVICEABLE MATERIAL |  | INGNITOR |  | STORE 2 | 4 | Ele | 4000 | 600 | 0 | it has no commercial value
851 | CM/S3/462-463 | CHAITANYAPUR STORE NO. 3(USABLE MATERIAL) | Chaitanyapur | Usable Material List/ SERVICEABLE MATERIAL | 300MM | DS COLLAR |  | STORE 3 | 2 | Mech | 4000 | 1200 | ok
852 | GM/8 | GEONKHALI OLD 25 MGD WTP STORE 2 | Geonkhali | Usable Material List/ SERVICEABLE MATERIAL |  | ACTUATOR |  | STORE 2 | 1 | Ele | 4000 | 600 | ok
853 | BE 5-10 | BASHUDEBPUR STORE NO. 2(USABLE MATERIAL) | Basudevpur | Usable Material List/ SERVICEABLE MATERIAL |  | DOUBLE POLE TIMER |  | STORE 2 | 6 | Mech | 3984 | 1195.2 | 0 | it has no commercial value
854 | CP/S1/01 | CHAITANYAPUR STORE NO. 1(USABLE MATERIAL) | Chaitanyapur | Usable Material List/ SERVICEABLE MATERIAL | 5MTR/100MM | GI PIPE | GI | STORE 1 | 1 | pipe | 2973 | 2973 | ok
855 | HP/A/9 | HATIBERIA PUMPING STATION | Hatiberia | Usable Material List/ SERVICEABLE MATERIAL | ф300X1.2 | PIPE | DI | FRONT AREA | 1 | pipe | 2945.52 | 2945.52 | ok
856 | BP/C/105-106 | BASHUDEBPUR PUMPING STATION | Basudevpur | UNSERVICEABLE/Unusable MATERIAL | ф150*1.5 | PIPE | MS | FRONT AREA | 2 | pipe | 2896.2 | 2896.2 | ok
857 | BP 1-6 | BASHUDEBPUR STORE NO. 2(USABLE MATERIAL) | Basudevpur | Usable Material List/ SERVICEABLE MATERIAL | 80MM | MS PIPE | CAST IRON | STORE 2 | 6 | pipe | 2880 | 2880 | ok
858 | CP/H/547 | CHAITANYAPUR PUMPING STATION(NEAR STORE AREA) | Chaitanyapur | Usable Material List/ SERVICEABLE MATERIAL | ф250*1.5 | DF PIPE | DI | STORE AREA | 1 | pipe | 2855.25 | 2855.25 | ok
859 | CM/H/600-607 | CHAITANYAPUR PUMPING STATION(NEAR STORE AREA) | Chaitanyapur | Usable Material List/ SERVICEABLE MATERIAL | ф600 | SPIGOT | Cast Iron | STORE AREA | 8 | Mech | 3776 | 1132.8 | ok
860 | BM193-200 | BASHUDEBPUR STORE NO. 1 (USABLE MATERIAL) | Basudevpur | Usable Material List/ SERVICEABLE MATERIAL | ф250 | SPIGOT TAIL PIECE | CAST IRON | STORE 1 | 8 | Mech | 3776 | 1132.8 | ok
861 | CM/S3/333-340 | CHAITANYAPUR STORE NO. 3(USABLE MATERIAL) | Chaitanyapur | Usable Material List/ SERVICEABLE MATERIAL | 250MM | SPIGOT TAIL PIECE |  | STORE 3 | 8 | Mech | 3776 | 1132.8 | ok
862 | BE 95 | BASHUDEBPUR STORE NO. 2(USABLE MATERIAL) | Basudevpur | Usable Material List/ SERVICEABLE MATERIAL |  | PF METER |  | STORE 2 | 1 | Ele | 3722 | 558.3 | 0 | it has no commercial value
863 | CM/S3/67-68 | CHAITANYAPUR STORE NO. 3(USABLE MATERIAL) | Chaitanyapur | Usable Material List/ SERVICEABLE MATERIAL | 350MM | BOLTED COLLAR |  | STORE 3 | 2 | Mech | 3600 | 1080
864 | CM/H/278 | CHAITANYAPUR PUMPING STATION(NEAR STORE AREA) | Chaitanyapur | Usable Material List/ SERVICEABLE MATERIAL | ф750*500 | DF PIPE | Cast Iron | STORE AREA | 1 | pipe | 2656.35 | 2656.35 | ok
865 | CP/H/524 | CHAITANYAPUR PUMPING STATION(NEAR STORE AREA) | Chaitanyapur | Usable Material List/ SERVICEABLE MATERIAL | ф450*500 | DF PIPE | Cast Iron | STORE AREA | 1 | pipe | 2656.35 | 2656.35 | ok
866 | CP/H/525 | CHAITANYAPUR PUMPING STATION(NEAR STORE AREA) | Chaitanyapur | Usable Material List/ SERVICEABLE MATERIAL | ф500*500 | DF PIPE | Cast Iron | STORE AREA | 1 | pipe | 2656.35 | 2656.35 | ok
867 | CM/H/362-363 | CHAITANYAPUR PUMPING STATION | Chaitanyapur | UNSERVICEABLE/Unusable MATERIAL | ф500 | DS COLLER | CAST IRON | STORE AREA | 2 | Mech | 3540 | 708 | ok
868 | CM/H/369-370 | CHAITANYAPUR PUMPING STATION | Chaitanyapur | UNSERVICEABLE/Unusable MATERIAL | ф500 | SPLIT COLLER | CAST IRON | STORE AREA | 2 | Mech | 3540 | 708 | ok
869 | CM/H/373-374 | CHAITANYAPUR PUMPING STATION | Chaitanyapur | UNSERVICEABLE/Unusable MATERIAL | ф500 | SPLIT COLLER | CAST IRON | STORE AREA | 2 | Mech | 3540 | 708 | ok
870 | BM/B/6-7 | BASHUDEBPUR PUMPING STATION | Basudevpur | UNSERVICEABLE/Unusable MATERIAL | ф1100 | COLLER SOCKET TAIL PIECE | CAST IRON | FRONT AREA | 2 | Mech | 3540 | 708 | ok
871 | BM89-92 | BASHUDEBPUR STORE NO. 1 (USABLE MATERIAL) | Basudevpur | Usable Material List/ SERVICEABLE MATERIAL | ф80 | PLUS TEE | CAST IRON | STORE 1 | 4 | Mech | 3524 | 1057.2 | ok
872 | CM/H/452-465 | CHAITANYAPUR PUMPING STATION(NEAR STORE AREA) | Chaitanyapur | Usable Material List/ SERVICEABLE MATERIAL | ф300*150 | DF REDUCER | Cast Iron | STORE AREA | 14 | Mech | 3500 | 1050 | ok
873 | BM 67 | BASHUDEBPUR STORE NO. 2(USABLE MATERIAL) | Basudevpur | Usable Material List/ SERVICEABLE MATERIAL | .. | CHAIN PULLEY WITH D CYCLE | CAST IRON | STORE 2 | 1 | Mech | 3500 | 1050 | ok
874 | GM/438-462 | GEONKHALI OLD 25 MGD WTP STORE 1 | Geonkhali | Usable Material List/ SERVICEABLE MATERIAL |  | KEETS |  | STORE 1 | 35 | Mech | 3500 | 1050 | ok
875 | CP/H/485 | CHAITANYAPUR PUMPING STATION(NEAR STORE AREA) | Chaitanyapur | Usable Material List/ SERVICEABLE MATERIAL | ф150*2.7 | DF PIPE | Cast Iron | STORE AREA | 1 | pipe | 2606.58 | 2606.58 | ok
876 | CM/G/102 | CHAITANYAPUR PUMPING STATION( NEAR STORE AREA) | Chaitanyapur | Usable Material List/ SERVICEABLE MATERIAL | ф1100X11.25˚ | BEND | Cast Iron | NEAR HOUSING COMPLEX | 1 | Mech | 3433 | 1029.9 | ok
877 | CM/H/212 | CHAITANYAPUR PUMPING STATION(NEAR STORE AREA) | Chaitanyapur | Usable Material List/ SERVICEABLE MATERIAL | ф600*22.5˚ | BEND | Cast Iron | STORE AREA | 1 | Mech | 3433 | 1029.9 | ok
878 | CM/H/215 | CHAITANYAPUR PUMPING STATION(NEAR STORE AREA) | Chaitanyapur | Usable Material List/ SERVICEABLE MATERIAL | ф600*22.5˚ | BEND | Cast Iron | STORE AREA | 1 | Mech | 3433 | 1029.9 | ok
879 | CM/H/216 | CHAITANYAPUR PUMPING STATION(NEAR STORE AREA) | Chaitanyapur | Usable Material List/ SERVICEABLE MATERIAL | ф600*45˚ | BEND | Cast Iron | STORE AREA | 1 | Mech | 3433 | 1029.9 | ok
880 | CM/H/285 | CHAITANYAPUR PUMPING STATION(NEAR STORE AREA) | Chaitanyapur | Usable Material List/ SERVICEABLE MATERIAL | ф400*90˚ | BEND | Cast Iron | STORE AREA | 1 | Mech | 3433 | 1029.9 | ok
881 | CM/H/306 | CHAITANYAPUR PUMPING STATION(NEAR STORE AREA) | Chaitanyapur | Usable Material List/ SERVICEABLE MATERIAL | ф500*45˚ | BEND | Cast Iron | STORE AREA | 1 | Mech | 3433 | 1029.9 | ok
882 | CM/H/307 | CHAITANYAPUR PUMPING STATION(NEAR STORE AREA) | Chaitanyapur | Usable Material List/ SERVICEABLE MATERIAL | ф500*45˚ | BEND | Cast Iron | STORE AREA | 1 | Mech | 3433 | 1029.9 | ok
883 | CM/H/436 | CHAITANYAPUR PUMPING STATION(NEAR STORE AREA) | Chaitanyapur | Usable Material List/ SERVICEABLE MATERIAL | ф500*22.5˚ | BEND | Cast Iron | STORE AREA | 1 | Mech | 3433 | 1029.9 | ok
884 | CM/H/447 | CHAITANYAPUR PUMPING STATION(NEAR STORE AREA) | Chaitanyapur | Usable Material List/ SERVICEABLE MATERIAL | ф750*22.5˚ | BEND | Cast Iron | STORE AREA | 1 | Mech | 3433 | 1029.9 | ok
885 | CM/H/482 | CHAITANYAPUR PUMPING STATION(NEAR STORE AREA) | Chaitanyapur | Usable Material List/ SERVICEABLE MATERIAL | ф350*22.5˚ | BEND | Cast Iron | STORE AREA | 1 | Mech | 3433 | 1029.9 | ok
886 | BM/A/89 | BASUDEVPUR PUMPING STATION | Basudevpur | Usable Material List/ SERVICEABLE MATERIAL | ф750*22.5˚ | BEND | Cast Iron | FRONT AREA | 1 | Mech | 3433 | 1029.9 | ok
887 | CM/H/395 | CHAITANYAPUR PUMPING STATION | Chaitanyapur | UNSERVICEABLE/Unusable MATERIAL | ф500*11.25˚ | BEND | CAST IRON | STORE AREA | 1 | Mech | 3433 | 686.6 | ok
888 | BM/A/1 | BASHUDEBPUR PUMPING STATION | Basudevpur | UNSERVICEABLE/Unusable MATERIAL | ф400*22.5 | BEND | CAST IRON | FRONT AREA | 1 | Mech | 3433 | 686.6 | ok
889 | CM/S2/100-103 | CHAITANYAPUR STORE NO. 2B(USABLE MATERIAL) | Chaitanyapur | Usable Material List/ SERVICEABLE MATERIAL | ф200*90DEGREE | BEND | CAST IRON | STORE 2B | 1 | Mech | 3433 | 1029.9 | ok
890 | CM/S3/504 | CHAITANYAPUR STORE NO. 3(USABLE MATERIAL) | Chaitanyapur | Usable Material List/ SERVICEABLE MATERIAL | 150*90DEGREE | BEND SOCKET |  | STORE 3 | 1 | Mech | 3433 | 1029.9 | ok
891 | CM/S4/280 | CHAITANYAPUR STORE NO 4(USABLE MATERIAL) | Chaitanyapur | Usable Material List/ SERVICEABLE MATERIAL | 150*11.25 | BEND |  | STORE 4 | 1 | Mech | 3433 | 1029.9 | ok
892 | GM/A/80 -82 | GEONKHALI OLD 25 MGD WTP | Geonkhali | Usable Material List/ SERVICEABLE MATERIAL | ф1100X500 DF | TAIL PIECE | Cast Iron | Beside Substation | 3 | Mech | 3300 | 990 | ok
893 | GM/464-496 | GEONKHALI OLD 25 MGD WTP STORE 1 | Geonkhali | Usable Material List/ SERVICEABLE MATERIAL |  | TERMINAL |  | STORE 1 | 33 | Ele | 3300 | 495 | ok
894 | BP 7-11 | BASHUDEBPUR STORE NO. 2(USABLE MATERIAL) | Basudevpur | Usable Material List/ SERVICEABLE MATERIAL | 40MM | GI PIPE | CAST IRON | STORE 2 | 5 | pipe | 2400 | 2400 | ok
895 | BE 141-144 | BASHUDEBPUR STORE NO. 2(USABLE MATERIAL) | Basudevpur | Usable Material List/ SERVICEABLE MATERIAL |  | AUX CONTACTOR |  | STORE 2 | 4 | Ele | 3200 | 480 | ok
896 | BM 56 | BASHUDEBPUR STORE NO. 2(USABLE MATERIAL) | Basudevpur | Usable Material List/ SERVICEABLE MATERIAL | ф200 | JP COLAR | CAST IRON | STORE 2 | 1 | Mech | 3175 | 952.5 | ok
897 | CM/S3/54 | CHAITANYAPUR STORE NO. 3(USABLE MATERIAL) | Chaitanyapur | Usable Material List/ SERVICEABLE MATERIAL | 400MM | JP COLAR |  | STORE 3 | 1 | Mech | 3175 | 952.5 | ok
898 | CM/S3/456 | CHAITANYAPUR STORE NO. 3(USABLE MATERIAL) | Chaitanyapur | Usable Material List/ SERVICEABLE MATERIAL | 750MM | JP COLAR |  | STORE 3 | 1 | Mech | 3175 | 952.5 | ok
899 | CM/H/296 | CHAITANYAPUR PUMPING STATION(NEAR STORE AREA) | Chaitanyapur | Usable Material List/ SERVICEABLE MATERIAL | ф350*750mm | DF PIPE | Cast Iron | STORE AREA | 1 | pipe | 2319.525 | 2319.525 | scrap | Only Weightage/Scrap Value is considered
900 | CM/H/466-477 | CHAITANYAPUR PUMPING STATION(NEAR STORE AREA) | Chaitanyapur | Usable Material List/ SERVICEABLE MATERIAL | ф300*200 | DF REDUCER | Cast Iron | STORE AREA | 12 | Mech | 3000 | 900 | ok
901 | CM/H/594-599 | CHAITANYAPUR PUMPING STATION(NEAR STORE AREA) | Chaitanyapur | Usable Material List/ SERVICEABLE MATERIAL | ф500 | SOCKET | Cast Iron | STORE AREA | 6 | Ele | 3000 | 450 | ok
902 | BM511-540 | BASHUDEBPUR STORE NO. 1 (USABLE MATERIAL) | Basudevpur | Usable Material List/ SERVICEABLE MATERIAL | ф25 | TOR ROD | CAST IRON | STORE 1 | 30 | Mech | 3000 | 900 | ok
903 | BM557 | BASHUDEBPUR STORE NO. 1 (USABLE MATERIAL) | Basudevpur | Usable Material List/ SERVICEABLE MATERIAL | .. | RUBBER | RUBBER | STORE 1 | 6 | Mech | 3000 | 900 | ok
904 | BP1-3 | BASHUDEBPUR STORE NO. 1 (USABLE MATERIAL) | Basudevpur | Usable Material List/ SERVICEABLE MATERIAL | ф150*400 | DFP | CAST IRON | STORE 1 | 3 | Mech | 3000 | 900 | ok
905 | BP10-12 | BASHUDEBPUR STORE NO. 1 (USABLE MATERIAL) | Basudevpur | Usable Material List/ SERVICEABLE MATERIAL | ф80 | DFP | CAST IRON | STORE 1 | 3 | Mech | 3000 | 900 | ok
906 | BE 46-48 | BASHUDEBPUR STORE NO. 2(USABLE MATERIAL) | Basudevpur | Usable Material List/ SERVICEABLE MATERIAL | 100/5 | CT |  | STORE 2 | 3 | Mech | 3000 | 900 | 0 | it has no commercial value
907 | CM/S4/45-59 | CHAITANYAPUR STORE NO 4(USABLE MATERIAL) | Chaitanyapur | Usable Material List/ SERVICEABLE MATERIAL | 100*22.5DEGREE | P BEND |  | STORE 4 | 15 | Mech | 3000 | 900 | ok
908 | CM/S1/24 | CHAITANYAPUR STORE NO. 1(USABLE MATERIAL) | Chaitanyapur | Usable Material List/ SERVICEABLE MATERIAL |  | SELF PRIME DW PUMP | CAST IRON | STORE 1 | 1 | ele | 2949 | 1179.6 | ok
909 | BE 14-16 | BASHUDEBPUR STORE NO. 2(USABLE MATERIAL) | Basudevpur | Usable Material List/ SERVICEABLE MATERIAL | 200A | HRC FUSE |  | STORE 2 | 3 | Ele | 2877 | 431.55 | ok
910 | BM168-173 | BASHUDEBPUR STORE NO. 1 (USABLE MATERIAL) | Basudevpur | Usable Material List/ SERVICEABLE MATERIAL | ф150 | SPIGOT TAIL PIECE | CAST IRON | STORE 1 | 6 | Mech | 2832 | 849.6 | ok
911 | GM/176-355 | GEONKHALI OLD 25 MGD WTP STORE 1 | Geonkhali | Usable Material List/ SERVICEABLE MATERIAL |  | NUT AND BOLT |  | STORE 1 | 180 | Mech | 2700 | 810 | ok
912 | GM/356-364 | GEONKHALI OLD 25 MGD WTP STORE 1 | Geonkhali | Usable Material List/ SERVICEABLE MATERIAL |  | ELECTRICAL WIRE JOINT |  | STORE 1 | 9 | Ele | 2700 | 405 | ok
913 | H/S/7-13 | HATIBERIA STORE (USABLE MATERIAL) | Hatiberia | Usable Material List/ SERVICEABLE MATERIAL | 12FT | CABLE TRAY |  | STOTRE | 7 | Mech | 2625 | 787.5 | ok
914 | BM130-142 | BASHUDEBPUR STORE NO. 1 (USABLE MATERIAL) | Basudevpur | Usable Material List/ SERVICEABLE MATERIAL | ф600 | LRC | CAST IRON | STORE 1 | 13 | Ele | 2600 | 390 | ok
915 | BP67-70 | BASHUDEBPUR STORE NO. 1 (USABLE MATERIAL) | Basudevpur | Usable Material List/ SERVICEABLE MATERIAL | ф50 | GI PIPE | GI | STORE 1 | 4 | pipe | 1920 | 1920 | ok
916 | HP/S/1-2 | HATIBERIA STORE (USABLE MATERIAL) | Hatiberia | Usable Material List/ SERVICEABLE MATERIAL | ф50*5FT | GI PIPE |  | STOTRE | 2 | pipe | 1920 | 1920 | ok
917 | CP/H/531 | CHAITANYAPUR PUMPING STATION(NEAR STORE AREA) | Chaitanyapur | Usable Material List/ SERVICEABLE MATERIAL | ф250*1MT | DF PIPE | Cast Iron | STORE AREA | 1 | pipe | 1903.5 | 1903.5 | scrap | Only Weightage/Scrap Value is considered
918 | CP/H/565 | CHAITANYAPUR PUMPING STATION(NEAR STORE AREA) | Chaitanyapur | Usable Material List/ SERVICEABLE MATERIAL | ф250*1 | DF PIPE | Cast Iron | STORE AREA | 1 | pipe | 1903.5 | 1903.5 | scrap | Only Weightage/Scrap Value is considered
919 | BP 391 | BASUDEVPUR PUMPING STATION | Basudevpur | Usable Material List/ SERVICEABLE MATERIAL | ф250 | PIPE | DI | NEAR PUMP HOUSE | 1 | pipe | 1903.5 | 1903.5 | ok
920 | CM/S4/315 | CHAITANYAPUR STORE NO 4(USABLE MATERIAL) | Chaitanyapur | Usable Material List/ SERVICEABLE MATERIAL | 250MM*1M | DF PIPE |  | STORE 4 | 1 | pipe | 1903.5 | 1903.5 | ok
921 | GM/A/88 | GEONKHALI OLD 25 MGD WTP | Geonkhali | Usable Material List/ SERVICEABLE MATERIAL | ф1100 | COLLAR WITH RING | MS | Beside Substation | 1 | Mech | 2500 | 750 | ok
922 | HM/A/18 | HATIBERIA PUMPING STATION | Hatiberia | Usable Material List/ SERVICEABLE MATERIAL | ф500 | COLLAR | Cast Iron | FRONT AREA | 1 | Mech | 2500 | 750 | ok
923 | CM/H/213 | CHAITANYAPUR PUMPING STATION(NEAR STORE AREA) | Chaitanyapur | Usable Material List/ SERVICEABLE MATERIAL | ф750 | DOUBLE COLLER | Cast Iron | STORE AREA | 1 | Mech | 2500 | 750 | ok
924 | CM/H/301-305 | CHAITANYAPUR PUMPING STATION(NEAR STORE AREA) | Chaitanyapur | Usable Material List/ SERVICEABLE MATERIAL | ф600 | SOCKET TAIL PIECE | Cast Iron | STORE AREA | 5 | Ele | 2500 | 375 | ok
925 | CM/H/308 | CHAITANYAPUR PUMPING STATION(NEAR STORE AREA) | Chaitanyapur | Usable Material List/ SERVICEABLE MATERIAL | ф750 | DS COLLER | Cast Iron | STORE AREA | 1 | Mech | 2500 | 750 | ok
926 | CM/H/320 | CHAITANYAPUR PUMPING STATION(NEAR STORE AREA) | Chaitanyapur | Usable Material List/ SERVICEABLE MATERIAL | ф400 | DS COLLER | Cast Iron | STORE AREA | 1 | Mech | 2500 | 750 | ok
927 | CM/H/321 | CHAITANYAPUR PUMPING STATION(NEAR STORE AREA) | Chaitanyapur | Usable Material List/ SERVICEABLE MATERIAL | ф750 | DS COLLER | Cast Iron | STORE AREA | 1 | Mech | 2500 | 750 | ok
928 | CM/H/322 | CHAITANYAPUR PUMPING STATION(NEAR STORE AREA) | Chaitanyapur | Usable Material List/ SERVICEABLE MATERIAL | ф600 | DS COLLER | Cast Iron | STORE AREA | 1 | Mech | 2500 | 750 | ok
929 | CM/H/333 | CHAITANYAPUR PUMPING STATION(NEAR STORE AREA) | Chaitanyapur | Usable Material List/ SERVICEABLE MATERIAL | ф500 | DS COLLER | Cast Iron | STORE AREA | 1 | Mech | 2500 | 750 | ok
930 | CM/H/390 | CHAITANYAPUR PUMPING STATION(NEAR STORE AREA) | Chaitanyapur | Usable Material List/ SERVICEABLE MATERIAL | ф350 | DS COLLER | Cast Iron | STORE AREA | 1 | Mech | 2500 | 750 | ok
931 | CM/H/428 | CHAITANYAPUR PUMPING STATION(NEAR STORE AREA) | Chaitanyapur | Usable Material List/ SERVICEABLE MATERIAL | ф750 | DS COLLER | Cast Iron | STORE AREA | 1 | Mech | 2500 | 750 | ok
932 | CM/H/478 | CHAITANYAPUR PUMPING STATION(NEAR STORE AREA) | Chaitanyapur | Usable Material List/ SERVICEABLE MATERIAL | ф450 | DS COLLER | Cast Iron | STORE AREA | 1 | Mech | 2500 | 750 | ok
933 | CM/H/481 | CHAITANYAPUR PUMPING STATION(NEAR STORE AREA) | Chaitanyapur | Usable Material List/ SERVICEABLE MATERIAL | ф750 | DS COLLER | Cast Iron | STORE AREA | 1 | Mech | 2500 | 750 | ok
934 | BM/A/11 | BASUDEVPUR PUMPING STATION | Basudevpur | Usable Material List/ SERVICEABLE MATERIAL | ф600 | COLLER | Cast Iron | FRONT AREA | 1 | Mech | 2500 | 750 | ok
935 | BM/A/12 | BASUDEVPUR PUMPING STATION | Basudevpur | Usable Material List/ SERVICEABLE MATERIAL | ф400 | COLLER | Cast Iron | FRONT AREA | 1 | Mech | 2500 | 750 | ok
936 | BM/A/13 | BASUDEVPUR PUMPING STATION | Basudevpur | Usable Material List/ SERVICEABLE MATERIAL | ф750 | DF COLLER | MS | FRONT AREA | 1 | Mech | 2500 | 750 | ok
937 | BM/A/60 | BASUDEVPUR PUMPING STATION | Basudevpur | Usable Material List/ SERVICEABLE MATERIAL | ф250*45˚ | SINGLE COLLER BEND | Cast Iron | FRONT AREA | 1 | Mech | 2500 | 750 | ok
938 | BM/A/64 | BASUDEVPUR PUMPING STATION | Basudevpur | Usable Material List/ SERVICEABLE MATERIAL | ф750*250mm | ONE SIDE COLLER & FLANGE | Cast Iron | FRONT AREA | 1 | Mech | 2500 | 750 | ok
939 | BM/A/85 | BASUDEVPUR PUMPING STATION | Basudevpur | Usable Material List/ SERVICEABLE MATERIAL | ф600 | COLLER | Cast Iron | FRONT AREA | 1 | Mech | 2500 | 750 | ok
940 | BM/A/86 | BASUDEVPUR PUMPING STATION | Basudevpur | Usable Material List/ SERVICEABLE MATERIAL | ф500*60mm | COLLER | Cast Iron | FRONT AREA | 1 | Mech | 2500 | 750 | ok
941 | BM/A/87 | BASUDEVPUR PUMPING STATION | Basudevpur | Usable Material List/ SERVICEABLE MATERIAL | ф500*300mm | COLLER | Cast Iron | FRONT AREA | 1 | Mech | 2500 | 750 | ok
942 | BM/A/88 | BASUDEVPUR PUMPING STATION | Basudevpur | Usable Material List/ SERVICEABLE MATERIAL | ф750*300mm | COLLER | Cast Iron | FRONT AREA | 1 | Mech | 2500 | 750 | ok
943 | CM/H/339 | CHAITANYAPUR PUMPING STATION | Chaitanyapur | UNSERVICEABLE/Unusable MATERIAL | ф500 | SPLIT COLLER | CAST IRON | STORE AREA | 1 | Mech | 2500 | 500 | ok
944 | CP/H/548 | CHAITANYAPUR PUMPING STATION(NEAR STORE AREA) | Chaitanyapur | Usable Material List/ SERVICEABLE MATERIAL | ф350*600MM | DF PIPE | DI | STORE AREA | 1 | pipe | 1855.62 | 1855.62 | ok
945 | CT/G/01-03 | CHAITANYAPUR PUMPING STATION( NEAR STORE AREA) | Chaitanyapur | Usable Material List/ SERVICEABLE MATERIAL | ф1100x1100x600 | T JOINT | Cast Iron | NEAR HOUSING COMPLEX | 3 | Mech | 2400 | 720 | ok
946 | BE 135-136 | BASHUDEBPUR STORE NO. 2(USABLE MATERIAL) | Basudevpur | Usable Material List/ SERVICEABLE MATERIAL |  | STAND FAN |  | STORE 2 | 2 | ele | 2400 | 360 | ok
947 | CM/H/316 | CHAITANYAPUR PUMPING STATION(NEAR STORE AREA) | Chaitanyapur | Usable Material List/ SERVICEABLE MATERIAL | ф600*45˚ | DF BEND | Cast Iron | STORE AREA | 1 | Mech | 2360 | 708 | ok
948 | CM/H/317 | CHAITANYAPUR PUMPING STATION(NEAR STORE AREA) | Chaitanyapur | Usable Material List/ SERVICEABLE MATERIAL | ф600*22.5˚ | DF BEND | Cast Iron | STORE AREA | 1 | Mech | 2360 | 708 | ok
949 | CM/H/344 | CHAITANYAPUR PUMPING STATION(NEAR STORE AREA) | Chaitanyapur | Usable Material List/ SERVICEABLE MATERIAL | ф350*90˚ | DF BEND | Cast Iron | STORE AREA | 1 | Mech | 2360 | 708 | ok
950 | CM/H/361 | CHAITANYAPUR PUMPING STATION(NEAR STORE AREA) | Chaitanyapur | Usable Material List/ SERVICEABLE MATERIAL | ф600*90˚ | DF BEND | Cast Iron | STORE AREA | 1 | Mech | 2360 | 708 | ok
951 | CM/H/363 | CHAITANYAPUR PUMPING STATION(NEAR STORE AREA) | Chaitanyapur | Usable Material List/ SERVICEABLE MATERIAL | ф600*90˚ | DF BEND | Cast Iron | STORE AREA | 1 | Mech | 2360 | 708 | ok
952 | CM/H/427 | CHAITANYAPUR PUMPING STATION(NEAR STORE AREA) | Chaitanyapur | Usable Material List/ SERVICEABLE MATERIAL | ф600*11.25˚ | DF BEND | Cast Iron | STORE AREA | 1 | Mech | 2360 | 708 | ok
953 | CM/H/706 | CHAITANYAPUR PUMPING STATION(NEAR STORE AREA) | Chaitanyapur | Usable Material List/ SERVICEABLE MATERIAL | ф300*250 | DF BEND | Cast Iron | STORE AREA | 1 | Mech | 2360 | 708 | ok
954 | BM/A/58 | BASUDEVPUR PUMPING STATION | Basudevpur | Usable Material List/ SERVICEABLE MATERIAL | ф400*45˚ | DF BEND | Cast Iron | FRONT AREA | 1 | Mech | 2360 | 708 | ok
955 | BM/A/78 | BASUDEVPUR PUMPING STATION | Basudevpur | Usable Material List/ SERVICEABLE MATERIAL | ф750*22.5˚ | DF BEND | Cast Iron | FRONT AREA | 1 | Mech | 2360 | 708 | ok
956 | BM/A/84 | BASUDEVPUR PUMPING STATION | Basudevpur | Usable Material List/ SERVICEABLE MATERIAL | ф750*600mm | DF BEND | Cast Iron | FRONT AREA | 1 | Mech | 2360 | 708 | ok
957 | BM188-192 | BASHUDEBPUR STORE NO. 1 (USABLE MATERIAL) | Basudevpur | Usable Material List/ SERVICEABLE MATERIAL | ф300 | SPIGOT TAIL PIECE | CAST IRON | STORE 1 | 5 | Mech | 2360 | 708 | ok
958 | CM/S1/13 | CHAITANYAPUR STORE NO. 1(USABLE MATERIAL) | Chaitanyapur | Usable Material List/ SERVICEABLE MATERIAL | ф500 | BELLO V/V |  | STORE 1 | 1 | Mech | 2360 | 708 | ok
959 | CM/S3/132 | CHAITANYAPUR STORE NO. 3(USABLE MATERIAL) | Chaitanyapur | Usable Material List/ SERVICEABLE MATERIAL | 300MM*45DEGREE | DF BEND |  | STORE 3 | 1 | Mech | 2360 | 708 | ok
960 | CM/S4/296 | CHAITANYAPUR STORE NO 4(USABLE MATERIAL) | Chaitanyapur | Usable Material List/ SERVICEABLE MATERIAL | 100*600L | DF BEND |  | STORE 4 | 1 | Mech | 2360 | 708 | ok
961 | HP/A/6 | HATIBERIA PUMPING STATION | Hatiberia | Usable Material List/ SERVICEABLE MATERIAL | ф250X900MM | PIPE | DI | FRONT AREA | 1 | pipe | 1713.15 | 1713.15 | ok
962 | HP/A/6 | HATIBERIA PUMPING STATION | Hatiberia | UNSERVICEABLE/Unusable MATERIAL | ф250*900mm | PIPE | CAST IRON | FRONT AREA | 1 | pipe | 1713.15 | 1713.15 | scrap | Only Weightage/Scrap Value is considered
963 | HP/A/7 | HATIBERIA PUMPING STATION | Hatiberia | UNSERVICEABLE/Unusable MATERIAL | ф250*900mm | PIPE | CAST IRON | FRONT AREA | 1 | pipe | 1713.15 | 1713.15 | scrap | Only Weightage/Scrap Value is considered
964 | HP/A/8 | HATIBERIA PUMPING STATION | Hatiberia | UNSERVICEABLE/Unusable MATERIAL | ф250*900mm | PIPE | CAST IRON | FRONT AREA | 1 | pipe | 1713.15 | 1713.15 | scrap | Only Weightage/Scrap Value is considered
965 | BE 131 | BASHUDEBPUR STORE NO. 2(USABLE MATERIAL) | Basudevpur | Usable Material List/ SERVICEABLE MATERIAL | 185MM | CABLE |  | STORE 2 | 1 | Ele | 2267 | 226.7 | ok
966 | BE 132 | BASHUDEBPUR STORE NO. 2(USABLE MATERIAL) | Basudevpur | Usable Material List/ SERVICEABLE MATERIAL | 16SQMM | CABLE |  | STORE 2 | 1 | Ele | 2267 | 226.7 | ok
967 | HM/PS/21 | HATIBERIA STORE (USABLE MATERIAL) | Hatiberia | Usable Material List/ SERVICEABLE MATERIAL |  | CABLE |  | STOTRE | 1 | Ele | 2267 | 226.7 | ok
968 | CM/S1/36 | CHAITANYAPUR STORE NO. 1(USABLE MATERIAL) | Chaitanyapur | Usable Material List/ SERVICEABLE MATERIAL | 7 CORE*25SQMM/143M | CABLE |  | STORE 1 | 1 | Ele | 2267 | 226.7 | ok
969 | CM/S1/37 | CHAITANYAPUR STORE NO. 1(USABLE MATERIAL) | Chaitanyapur | Usable Material List/ SERVICEABLE MATERIAL | 8C *4SQMM/39M | CABLE |  | STORE 1 | 1 | Ele | 2267 | 226.7 | ok
970 | CM/S1/38 | CHAITANYAPUR STORE NO. 1(USABLE MATERIAL) | Chaitanyapur | Usable Material List/ SERVICEABLE MATERIAL | 4C*16SQMM/201M | CABLE |  | STORE 1 | 1 | Ele | 2267 | 226.7 | ok
971 | CM/S1/39 | CHAITANYAPUR STORE NO. 1(USABLE MATERIAL) | Chaitanyapur | Usable Material List/ SERVICEABLE MATERIAL | 9C*2.5SQMM/53M | CABLE |  | STORE 1 | 1 | Ele | 2267 | 226.7 | ok
972 | CM/S1/40 | CHAITANYAPUR STORE NO. 1(USABLE MATERIAL) | Chaitanyapur | Usable Material List/ SERVICEABLE MATERIAL | 14C*25SQMM/40MM | CABLE |  | STORE 1 | 1 | Ele | 2267 | 226.7 | ok
973 | CM/S1/41 | CHAITANYAPUR STORE NO. 1(USABLE MATERIAL) | Chaitanyapur | Usable Material List/ SERVICEABLE MATERIAL | 4C*2.5SQMM/14M | CABLE |  | STORE 1 | 1 | Ele | 2267 | 226.7 | ok
974 | CM/S1/42 | CHAITANYAPUR STORE NO. 1(USABLE MATERIAL) | Chaitanyapur | Usable Material List/ SERVICEABLE MATERIAL | 3.5*50SQMM/81M | CABLE |  | STORE 1 | 1 | Ele | 2267 | 226.7 | ok
975 | CM/S1/43 | CHAITANYAPUR STORE NO. 1(USABLE MATERIAL) | Chaitanyapur | Usable Material List/ SERVICEABLE MATERIAL | 3.5C*25SQMM/136M | CABLE |  | STORE 1 | 1 | Ele | 2267 | 226.7 | ok
976 | CM/S1/48 | CHAITANYAPUR STORE NO. 1(USABLE MATERIAL) | Chaitanyapur | Usable Material List/ SERVICEABLE MATERIAL | 3.5C*50SQMM/200M | CABLE |  | STORE 1 | 1 | Ele | 2267 | 226.7 | ok
977 | CM/S1/49 | CHAITANYAPUR STORE NO. 1(USABLE MATERIAL) | Chaitanyapur | Usable Material List/ SERVICEABLE MATERIAL | 8C*4SQMM/190M | CABLE |  | STORE 1 | 1 | Ele | 2267 | 226.7 | ok
978 | GM/A/78 -79 | GEONKHALI OLD 25 MGD WTP | Geonkhali | Usable Material List/ SERVICEABLE MATERIAL | ф1100X1 DF | TAIL PIECE | Cast Iron | Beside Substation | 2 | Mech | 2200 | 660 | ok
979 | CP/H/528 | CHAITANYAPUR PUMPING STATION(NEAR STORE AREA) | Chaitanyapur | Usable Material List/ SERVICEABLE MATERIAL | ф500*300 | DF PIPE | Cast Iron | STORE AREA | 1 | pipe | 1593.81 | 1593.81 | ok
980 | CM/H/255-257 | CHAITANYAPUR PUMPING STATION(NEAR STORE AREA) | Chaitanyapur | Usable Material List/ SERVICEABLE MATERIAL | ф600 | FLANGE SOCKET | Cast Iron | STORE AREA | 3 | Mech | 2100 | 630 | ok
981 | HP/A/5 | HATIBERIA PUMPING STATION | Hatiberia | Usable Material List/ SERVICEABLE MATERIAL | ф250X800MM | PIPE | DI | FRONT AREA | 1 | pipe | 1522.8 | 1522.8 | ok
982 | CP/B/55 | CHAITANYAPUR PUMPING STATION( NEAR STORE AREA) | Chaitanyapur | Usable Material List/ SERVICEABLE MATERIAL | ф500 x 2.8 | DOUBLE FLANGE | Cast Iron | BESIDE SECURITY HOUSE | 1 | Mech | 2000 | 600 | ok
983 | CM/H/240-243 | CHAITANYAPUR PUMPING STATION(NEAR STORE AREA) | Chaitanyapur | Usable Material List/ SERVICEABLE MATERIAL | ф450 | SOCKET TAIL PIECE | Cast Iron | STORE AREA | 4 | Ele | 2000 | 300 | ok
984 | CT/H/99-100 | CHAITANYAPUR PUMPING STATION(NEAR STORE AREA) | Chaitanyapur | Usable Material List/ SERVICEABLE MATERIAL | ф750*750*600 | Y TEE | Cast Iron | STORE AREA | 2 | Mech | 2000 | 600 | ok
985 | CP/H/652-653 | CHAITANYAPUR PUMPING STATION(NEAR STORE AREA) | Chaitanyapur | Usable Material List/ SERVICEABLE MATERIAL | ф600*600mm | DFP | Cast Iron | STORE AREA | 2 | Mech | 2000 | 600 | ok
986 | BM34-35 | BASHUDEBPUR STORE NO. 1 (USABLE MATERIAL) | Basudevpur | Usable Material List/ SERVICEABLE MATERIAL | ф100 | DFB | CAST IRON | STORE 1 | 2 | Mech | 2000 | 600 | ok
987 | BM36-37 | BASHUDEBPUR STORE NO. 1 (USABLE MATERIAL) | Basudevpur | Usable Material List/ SERVICEABLE MATERIAL | ф200 | DFB | CAST IRON | STORE 1 | 2 | Mech | 2000 | 600 | ok
988 | BM55-56 | BASHUDEBPUR STORE NO. 1 (USABLE MATERIAL) | Basudevpur | Usable Material List/ SERVICEABLE MATERIAL | ф80*90˚ | DFB | CAST IRON | STORE 1 | 2 | Mech | 2000 | 600 | ok
989 | BP6-7 | BASHUDEBPUR STORE NO. 1 (USABLE MATERIAL) | Basudevpur | Usable Material List/ SERVICEABLE MATERIAL | ф150*2m | DFP | CAST IRON | STORE 1 | 2 | Mech | 2000 | 600 | ok
990 | BP8-9 | BASHUDEBPUR STORE NO. 1 (USABLE MATERIAL) | Basudevpur | Usable Material List/ SERVICEABLE MATERIAL | ф100 | DFP | CAST IRON | STORE 1 | 2 | Mech | 2000 | 600 | ok
991 | BP31-32 | BASHUDEBPUR STORE NO. 1 (USABLE MATERIAL) | Basudevpur | Usable Material List/ SERVICEABLE MATERIAL | ф350*300 | DFP | CAST IRON | STORE 1 | 2 | Mech | 2000 | 600 | ok
992 | BE 62-65 | BASHUDEBPUR STORE NO. 2(USABLE MATERIAL) | Basudevpur | Usable Material List/ SERVICEABLE MATERIAL |  | FLOOD LIGHT |  | STORE 2 | 4 | Mech | 2000 | 600 | ok
993 | CM/S3/66 | CHAITANYAPUR STORE NO. 3(USABLE MATERIAL) | Chaitanyapur | Usable Material List/ SERVICEABLE MATERIAL | 350-250MM | BOLTED COLLAR REDUCER |  | STORE 3 | 1 | Mech | 2000 | 600 | ok
994 | CM/S3/464 | CHAITANYAPUR STORE NO. 3(USABLE MATERIAL) | Chaitanyapur | Usable Material List/ SERVICEABLE MATERIAL | 350MM | DS COLLAR |  | STORE 3 | 1 | Mech | 2000 | 600 | ok
995 | CM/S4/210-219 | CHAITANYAPUR STORE NO 4(USABLE MATERIAL) | Chaitanyapur | Usable Material List/ SERVICEABLE MATERIAL | 80*11.25DEGREE | P BEND |  | STORE 4 | 10 | Mech | 2000 | 600 | ok
996 | GM/17 | GEONKHALI OLD 25 MGD WTP STORE 2 | Geonkhali | Usable Material List/ SERVICEABLE MATERIAL |  | VALVE SPINDLE |  | STORE 2 | 1 | Mech | 2000 | 600 | ok
997 | CM/S2/20 | CHAITANYAPUR STORE 2A (UNUSABLE MATERIAL) | Chaitanyapur | UNSERVICEABLE/Unusable MATERIAL | 20MM | ROUND BAR |  | STORE 2A | 1 | Mech | 2000 | 400 | ok
998 | BE51 | BASHUDEBPUR STORE NO. 2(USABLE MATERIAL) | Basudevpur | Usable Material List/ SERVICEABLE MATERIAL |  | 3 POLE COTACTOR |  | STORE 2 | 1 | Ele | 1950 | 292.5 | ok
999 | BM74-76 | BASHUDEBPUR STORE NO. 1 (USABLE MATERIAL) | Basudevpur | Usable Material List/ SERVICEABLE MATERIAL | ф80 | GI PIPE | CAST IRON | STORE 1 | 3 | pipe | 1440 | 1440 | ok
1000 | BE 27-28 | BASHUDEBPUR STORE NO. 2(USABLE MATERIAL) | Basudevpur | Usable Material List/ SERVICEABLE MATERIAL | 315A | HRC FUSE |  | STORE 2 | 2 | Ele | 1918 | 287.7 | ok
1001 | CM/H/441-444 | CHAITANYAPUR PUMPING STATION(NEAR STORE AREA) | Chaitanyapur | Usable Material List/ SERVICEABLE MATERIAL | ф750 | SPIGOT TAIL PIECE | Cast Iron | STORE AREA | 4 | Mech | 1888 | 566.4 | ok
1002 | BM201-204 | BASHUDEBPUR STORE NO. 1 (USABLE MATERIAL) | Basudevpur | Usable Material List/ SERVICEABLE MATERIAL | ф150 | SPIGOT TAIL PIECE | CAST IRON | STORE 1 | 4 | Mech | 1888 | 566.4 | ok
1003 | BM356 | BASHUDEBPUR STORE NO. 1 (USABLE MATERIAL) | Basudevpur | Usable Material List/ SERVICEABLE MATERIAL | 3 BOX | SWITCH VALVE | CAST IRON | STORE 1 | 1 | Mech | 1864 | 559.2 | ok
1004 | BM6-14 | BASHUDEBPUR STORE NO. 1 (USABLE MATERIAL) | Basudevpur | Usable Material List/ SERVICEABLE MATERIAL | ф500 | LRC | CAST IRON | STORE 1 | 9 | Ele | 1800 | 270 | ok
1005 | CM/S3/30 | CHAITANYAPUR STORE NO. 3(USABLE MATERIAL) | Chaitanyapur | Usable Material List/ SERVICEABLE MATERIAL | 350MM | BOLTED COLLAR |  | STORE 3 | 1 | Mech | 1800 | 540 | ok
1006 | CM/S3/31 | CHAITANYAPUR STORE NO. 3(USABLE MATERIAL) | Chaitanyapur | Usable Material List/ SERVICEABLE MATERIAL | 300MM | BOLTED COLLAR |  | STORE 3 | 1 | Mech | 1800 | 540 | ok
1007 | CM/S3/32-39 | CHAITANYAPUR STORE NO. 3(USABLE MATERIAL) | Chaitanyapur | Usable Material List/ SERVICEABLE MATERIAL | 250MM | BOLTED COLLAR |  | STORE 3 | 1 | Mech | 1800 | 540 | ok
1008 | CM/S4/297 | CHAITANYAPUR STORE NO 4(USABLE MATERIAL) | Chaitanyapur | Usable Material List/ SERVICEABLE MATERIAL | 150MM | BOLTED COLLAR |  | STORE 4 | 1 | Mech | 1800 | 540 | ok
1009 | CM/H/258 | CHAITANYAPUR PUMPING STATION(NEAR STORE AREA) | Chaitanyapur | Usable Material List/ SERVICEABLE MATERIAL | ф600 | BOLTED COLLER | Cast Iron | STORE AREA | 1 | Mech | 1770 | 531 | ok
1010 | CM/H/371 | CHAITANYAPUR PUMPING STATION | Chaitanyapur | UNSERVICEABLE/Unusable MATERIAL | ф750 | SPLIT COLLER | CAST IRON | STORE AREA | 1 | Mech | 1770 | 354 | ok
1011 | CM/H/372 | CHAITANYAPUR PUMPING STATION | Chaitanyapur | UNSERVICEABLE/Unusable MATERIAL | ф1100 | SPLIT COLLER | CAST IRON | STORE AREA | 1 | Mech | 1770 | 354 | ok
1012 | CM/H/381 | CHAITANYAPUR PUMPING STATION | Chaitanyapur | UNSERVICEABLE/Unusable MATERIAL | ф600 | BOLTED COLLER | CAST IRON | STORE AREA | 1 | Mech | 1770 | 354 | ok
1013 | CM/H/393 | CHAITANYAPUR PUMPING STATION | Chaitanyapur | UNSERVICEABLE/Unusable MATERIAL | ф500 | BOLTED COLLER | CAST IRON | STORE AREA | 1 | Mech | 1770 | 354 | ok
1014 | CM/H/394 | CHAITANYAPUR PUMPING STATION | Chaitanyapur | UNSERVICEABLE/Unusable MATERIAL | ф350 | BOLTED COLLER | CAST IRON | STORE AREA | 1 | Mech | 1770 | 354 | ok
1015 | BM19 | BASHUDEBPUR STORE NO. 1 (USABLE MATERIAL) | Basudevpur | Usable Material List/ SERVICEABLE MATERIAL | ф500 | M.COLLER | CAST IRON | STORE 1 | 1 | Mech | 1770 | 531 | ok
1016 | BM68 | BASHUDEBPUR STORE NO. 1 (USABLE MATERIAL) | Basudevpur | Usable Material List/ SERVICEABLE MATERIAL | ф100 | J P COLLER | CAST IRON | STORE 1 | 1 | Mech | 1770 | 531 | ok
1017 | BM143 | BASHUDEBPUR STORE NO. 1 (USABLE MATERIAL) | Basudevpur | Usable Material List/ SERVICEABLE MATERIAL | ф400 | COLLER | CAST IRON | STORE 1 | 1 | Mech | 1770 | 531 | ok
1018 | BM144 | BASHUDEBPUR STORE NO. 1 (USABLE MATERIAL) | Basudevpur | Usable Material List/ SERVICEABLE MATERIAL | ф300 | COLLER | CAST IRON | STORE 1 | 1 | Mech | 1770 | 531 | ok
1019 | BM145 | BASHUDEBPUR STORE NO. 1 (USABLE MATERIAL) | Basudevpur | Usable Material List/ SERVICEABLE MATERIAL | ф250 | COLLER | CAST IRON | STORE 1 | 1 | Mech | 1770 | 531 | ok
1020 | BM146 | BASHUDEBPUR STORE NO. 1 (USABLE MATERIAL) | Basudevpur | Usable Material List/ SERVICEABLE MATERIAL | ф150 | COLLER | CAST IRON | STORE 1 | 1 | Mech | 1770 | 531 | ok
1021 | BM147 | BASHUDEBPUR STORE NO. 1 (USABLE MATERIAL) | Basudevpur | Usable Material List/ SERVICEABLE MATERIAL | ф200 | COLLER | CAST IRON | STORE 1 | 1 | Mech | 1770 | 531 | ok
1022 | BM148 | BASHUDEBPUR STORE NO. 1 (USABLE MATERIAL) | Basudevpur | Usable Material List/ SERVICEABLE MATERIAL | ф100 | COLLER | CAST IRON | STORE 1 | 1 | Mech | 1770 | 531 | ok
1023 | BM276 | BASHUDEBPUR STORE NO. 1 (USABLE MATERIAL) | Basudevpur | Usable Material List/ SERVICEABLE MATERIAL | ф300 | COLLER | CAST IRON | STORE 1 | 1 | Mech | 1770 | 531 | ok
1024 | CM/S1/35 | CHAITANYAPUR STORE NO. 1(USABLE MATERIAL) | Chaitanyapur | Usable Material List/ SERVICEABLE MATERIAL |  | DT JOINT WITHOUT O RING | 1700 PCS | STORE 1 | 1 | Mech | 1770 | 531 | ok
1025 | CM/H/350-356 | CHAITANYAPUR PUMPING STATION(NEAR STORE AREA) | Chaitanyapur | Usable Material List/ SERVICEABLE MATERIAL | ф450*250 | DF REDUCER | Cast Iron | STORE AREA | 7 | Mech | 1750 | 525 | ok
1026 | GM/29 | GEONKHALI OLD 25 MGD WTP STORE 1 | Geonkhali | Usable Material List/ SERVICEABLE MATERIAL |  | CIRCUIT BREAKER |  | STORE 1 | 1 | Ele | 1690 | 253.5 | ok
1027 | CM/S4/225-232 | CHAITANYAPUR STORE NO 4(USABLE MATERIAL) | Chaitanyapur | Usable Material List/ SERVICEABLE MATERIAL | 80*45DEGREE | P BEND |  | STORE 4 | 8 | Mech | 1600 | 480 | ok
1028 | BP/C/222 | BASHUDEBPUR PUMPING STATION | Basudevpur | UNSERVICEABLE/Unusable MATERIAL | ф150*1.2 | PIPE | CAST IRON | FRONT AREA | 1 | pipe | 1158.48 | 1158.48 | ok
1029 | BP/B/316 | BASUDEVPUR PUMPING STATION | Basudevpur | Usable Material List/ SERVICEABLE MATERIAL | ф250*600mm | DF PIPE | DI | NEAR PUMP HOUSE | 1 | pipe | 1142.1 | 1142.1 | ok
1030 | CM/H/227-232 | CHAITANYAPUR PUMPING STATION(NEAR STORE AREA) | Chaitanyapur | Usable Material List/ SERVICEABLE MATERIAL | ф400*250 | DF REDUCER | Cast Iron | STORE AREA | 6 | Mech | 1500 | 450 | ok
1031 | CM/H/246-248 | CHAITANYAPUR PUMPING STATION(NEAR STORE AREA) | Chaitanyapur | Usable Material List/ SERVICEABLE MATERIAL | ф750 | SOCKET TAIL PIECE | Cast Iron | STORE AREA | 3 | Ele | 1500 | 225 | ok
1032 | CM/H/418-421 | CHAITANYAPUR PUMPING STATION(NEAR STORE AREA) | Chaitanyapur | Usable Material List/ SERVICEABLE MATERIAL | ф400 | SOCKET TAIL PIECE | Cast Iron | STORE AREA | 3 | Ele | 1500 | 225 | ok
1033 | CM/H/438-440 | CHAITANYAPUR PUMPING STATION(NEAR STORE AREA) | Chaitanyapur | Usable Material List/ SERVICEABLE MATERIAL | ф750 | SOCKET TAIL PIECE | Cast Iron | STORE AREA | 3 | Ele | 1500 | 225 | ok
1034 | CM/H/618-620 | CHAITANYAPUR PUMPING STATION(NEAR STORE AREA) | Chaitanyapur | Usable Material List/ SERVICEABLE MATERIAL | ф750 | SOCKET | Cast Iron | STORE AREA | 3 | Ele | 1500 | 225 | ok
1035 | CM/H/375-379 | CHAITANYAPUR PUMPING STATION | Chaitanyapur | UNSERVICEABLE/Unusable MATERIAL | ф1100 | RING | CAST IRON | STORE AREA | 5 | Mech | 1500 | 300 | ok
1036 | BE 59 | BASHUDEBPUR STORE NO. 2(USABLE MATERIAL) | Basudevpur | Usable Material List/ SERVICEABLE MATERIAL |  | MCPI ALL BEARING WITH SPARE |  | STORE 2 | 1 | Ele | 1500 | 225 | ok
1037 | GM/500-502 | GEONKHALI OLD 25 MGD WTP STORE 1 | Geonkhali | Usable Material List/ SERVICEABLE MATERIAL |  | POWER CAPACITOR |  | STORE 1 | 3 | Ele | 1461 | 219.15 | ok
1038 | CM/H/449-451 | CHAITANYAPUR PUMPING STATION(NEAR STORE AREA) | Chaitanyapur | Usable Material List/ SERVICEABLE MATERIAL | ф1100 | SPIGOT TAIL PIECE | Cast Iron | STORE AREA | 3 | Mech | 1416 | 424.8 | ok
1039 | BM/A/1-2 | BASUDEVPUR PUMPING STATION | Basudevpur | Usable Material List/ SERVICEABLE MATERIAL | ф200 | SPG TAIL PIECE | Cast Iron | FRONT AREA | 2 | Mech | 1416 | 424.8 | ok
1040 | BM/A/4-5 | BASUDEVPUR PUMPING STATION | Basudevpur | Usable Material List/ SERVICEABLE MATERIAL | ф600 | SPG TAIL PIECE | Cast Iron | FRONT AREA | 2 | Mech | 1416 | 424.8 | ok
1041 | BM/A/45-46 | BASUDEVPUR PUMPING STATION | Basudevpur | Usable Material List/ SERVICEABLE MATERIAL | ф600 | SPG TAIL PIECE | Cast Iron | FRONT AREA | 2 | Mech | 1416 | 424.8 | ok
1042 | BM/A/79-80 | BASUDEVPUR PUMPING STATION | Basudevpur | Usable Material List/ SERVICEABLE MATERIAL | ф750 | SPG TAIL PIECE | Cast Iron | FRONT AREA | 2 | Mech | 1416 | 424.8 | ok
1043 | BM/A/82-83 | BASUDEVPUR PUMPING STATION | Basudevpur | Usable Material List/ SERVICEABLE MATERIAL | ф1100 | SPG TAIL PIECE | Cast Iron | FRONT AREA | 2 | Mech | 1416 | 424.8 | ok
1044 | BM175-177 | BASHUDEBPUR STORE NO. 1 (USABLE MATERIAL) | Basudevpur | Usable Material List/ SERVICEABLE MATERIAL | ф80 | SPIGOT TAIL PIECE | CAST IRON | STORE 1 | 3 | Mech | 1416 | 424.8 | ok
1045 | BM542-555 | BASHUDEBPUR STORE NO. 1 (USABLE MATERIAL) | Basudevpur | Usable Material List/ SERVICEABLE MATERIAL | ф20 | TOR ROD | CAST IRON | STORE 1 | 14 | Mech | 1400 | 420 | ok
1046 | CM/S4/04 | CHAITANYAPUR STORE 4 (UNUSABLE MATERIAL) | Chaitanyapur | UNSERVICEABLE/Unusable MATERIAL |  | RUBBER CUPPLING |  | STORE 4 | 1 | Mech | 1400 | 280 | ok
1047 | BE 66-67 | BASHUDEBPUR STORE NO. 2(USABLE MATERIAL) | Basudevpur | Usable Material List/ SERVICEABLE MATERIAL | 50/5.5A | HT CT |  | STORE 2 | 2 | Ele | 1392 | 208.8 | ok
1048 | BE 68-69 | BASHUDEBPUR STORE NO. 2(USABLE MATERIAL) | Basudevpur | Usable Material List/ SERVICEABLE MATERIAL | 100/5 A | HT CT |  | STORE 2 | 2 | Ele | 1392 | 208.8 | ok
1049 | BE 71-72 | BASHUDEBPUR STORE NO. 2(USABLE MATERIAL) | Basudevpur | Usable Material List/ SERVICEABLE MATERIAL | 100/5A | HT CT |  | STORE 2 | 2 | Ele | 1392 | 208.8 | ok
1050 | BP392 | BASUDEVPUR PUMPING STATION | Basudevpur | Usable Material List/ SERVICEABLE MATERIAL | ф150 | DF PIPE | CI | NEAR PUMP HOUSE | 1 | pipe | 965.4 | 965.4 | ok
1051 | BP392 | BASHUDEBPUR STORE NO. 1 (USABLE MATERIAL) | Basudevpur | Usable Material List/ SERVICEABLE MATERIAL | ф150*1.0M | PIPE | DF | OUTSIDE | 1 | pipe | 965.4 | 965.4 | ok
1052 | HP/PS/14 | HATIBERIA STORE (USABLE MATERIAL) | Hatiberia | Usable Material List/ SERVICEABLE MATERIAL | 50*5.5FT | MS PIPE |  | STOTRE | 1 | pipe | 960 | 960 | ok
1053 | HP/PS/3 | HATIBERIA STORE (USABLE MATERIAL) | Hatiberia | Usable Material List/ SERVICEABLE MATERIAL | ф50*5.5FT | MS PIPE |  | STOTRE | 1 | pipe | 960 | 960 | ok
1054 | CM/H/233-237 | CHAITANYAPUR PUMPING STATION(NEAR STORE AREA) | Chaitanyapur | Usable Material List/ SERVICEABLE MATERIAL | ф600*400 | DF REDUCER | Cast Iron | STORE AREA | 5 | Mech | 1250 | 375 | ok
1055 | BM/A/68-69 | BASUDEVPUR PUMPING STATION | Basudevpur | Usable Material List/ SERVICEABLE MATERIAL | ф500*45˚ | AF BEND | Cast Iron | FRONT AREA | 2 | Mech | 1200 | 360 | ok
1056 | BM/A/70-71 | BASUDEVPUR PUMPING STATION | Basudevpur | Usable Material List/ SERVICEABLE MATERIAL | ф500*90˚ | AF BEND | Cast Iron | FRONT AREA | 2 | Mech | 1200 | 360 | ok
1057 | BM 558 | BASHUDEBPUR STORE NO. 1 (USABLE MATERIAL) | Basudevpur | Usable Material List/ SERVICEABLE MATERIAL | .. | BALL WOODEN | WOODEN | STORE 1 | 6 | Mech | 1200 | 360 | ok
1058 | BM 51-55 | BASHUDEBPUR STORE NO. 2(USABLE MATERIAL) | Basudevpur | Usable Material List/ SERVICEABLE MATERIAL | ф100 | LRC | CAST IRON | STORE 2 | 6 | Ele | 1200 | 180 | ok
1059 | BE 129-130 | BASHUDEBPUR STORE NO. 2(USABLE MATERIAL) | Basudevpur | Usable Material List/ SERVICEABLE MATERIAL |  | RELAY SET LT |  | STORE 2 | 2 | Ele | 1200 | 180 | ok
1060 | CM/S3/55-60 | CHAITANYAPUR STORE NO. 3(USABLE MATERIAL) | Chaitanyapur | Usable Material List/ SERVICEABLE MATERIAL | 300MM | LRC |  | STORE 3 | 6 | Ele | 1200 | 180 | ok
1061 | GM/382-400 | GEONKHALI OLD 25 MGD WTP STORE 1 | Geonkhali | Usable Material List/ SERVICEABLE MATERIAL |  | CAPACITOR |  | STORE 1 | 12 | Ele | 1200 | 180 | ok
1062 | CM/S2/113-127 | CHAITANYAPUR STORE 2B (UNUSABLE MATERIAL) | Chaitanyapur | UNSERVICEABLE/Unusable MATERIAL |  | FUSE HRC |  | STORE 2B | 15 | Scrap | 1200 | 60 | ok
1063 | GM/A/67 | GEONKHALI OLD 25 MGD WTP | Geonkhali | Usable Material List/ SERVICEABLE MATERIAL | ф1100 (BOTH SIDE FLANGE) | TAIL PIECE | MS | Beside Substation | 1 | Mech | 1100 | 330 | ok
1064 | GM/B/103 | GEONKHALI OLD 25 MGD WTP | Geonkhali | Usable Material List/ SERVICEABLE MATERIAL | ф1000 | TAIL PIECE | Cast Iron | BESIDE CHEMICALHOUSE | 1 | Mech | 1100 | 330 | ok
1065 | BM/A/81 | BASUDEVPUR PUMPING STATION | Basudevpur | Usable Material List/ SERVICEABLE MATERIAL | ф750 | TAIL PIECE | Cast Iron | FRONT AREA | 1 | Mech | 1100 | 330 | ok
1066 | BM/A/3 | BASHUDEBPUR PUMPING STATION | Basudevpur | UNSERVICEABLE/Unusable MATERIAL | ф350 | TAIL PIECE | CAST IRON | FRONT AREA | 1 | Mech | 1100 | 220 | ok
1067 | BM/A/5 | BASHUDEBPUR PUMPING STATION | Basudevpur | UNSERVICEABLE/Unusable MATERIAL | ф500 | TAIL PIECE | CAST IRON | FRONT AREA | 1 | Mech | 1100 | 220 | ok
1068 | GM/B/104 -105 | GEONKHALI OLD 25 MGD WTP | Geonkhali | Usable Material List/ SERVICEABLE MATERIAL | ф1000 | SOCKET | Cast Iron | BESIDE CHEMICALHOUSE | 2 | Ele | 1000 | 150 | ok
1069 | GM/B/106 | GEONKHALI OLD 25 MGD WTP | Geonkhali | Usable Material List/ SERVICEABLE MATERIAL | ф1000X500MM | CUT PIECE | Cast Iron | BESIDE CHEMICALHOUSE | 1 | Mech | 1000 | 300 | ok
1070 | CP/A/18 | CHAITANYAPUR PUMPING STATION( NEAR STORE AREA) | Chaitanyapur | Usable Material List/ SERVICEABLE MATERIAL | ф700 x 5.9 | CUTTING PIECE | DI | BESIDE SECURITY HOUSE | 1 | Mech | 1000 | 300 | ok
1071 | CP/A/20 | CHAITANYAPUR PUMPING STATION( NEAR STORE AREA) | Chaitanyapur | Usable Material List/ SERVICEABLE MATERIAL | ф700 x 6.9 | CUTTING PIECE | DI | BESIDE SECURITY HOUSE | 1 | Mech | 1000 | 300 | ok
1072 | CP/A/21 | CHAITANYAPUR PUMPING STATION( NEAR STORE AREA) | Chaitanyapur | Usable Material List/ SERVICEABLE MATERIAL | ф700 x 5.8 | CUTTING PIECE | DI | BESIDE SECURITY HOUSE | 1 | Mech | 1000 | 300 | ok
1073 | CP/B/44 | CHAITANYAPUR PUMPING STATION( NEAR STORE AREA) | Chaitanyapur | Usable Material List/ SERVICEABLE MATERIAL | ф900 x 5 | CUTTING PIECE | DI | BESIDE SECURITY HOUSE | 1 | Mech | 1000 | 300 | ok
1074 | CM/H/346-349 | CHAITANYAPUR PUMPING STATION(NEAR STORE AREA) | Chaitanyapur | Usable Material List/ SERVICEABLE MATERIAL | ф450*350 | DF REDUCER | Cast Iron | STORE AREA | 4 | Mech | 1000 | 300 | ok
1075 | CM/H/404-405 | CHAITANYAPUR PUMPING STATION(NEAR STORE AREA) | Chaitanyapur | Usable Material List/ SERVICEABLE MATERIAL | ф500 | SOCKET TAIL PIECE | Cast Iron | STORE AREA | 2 | Ele | 1000 | 150 | ok
1076 | CM/H/429-432 | CHAITANYAPUR PUMPING STATION(NEAR STORE AREA) | Chaitanyapur | Usable Material List/ SERVICEABLE MATERIAL | ф600*400 | DF REDUCER | Cast Iron | STORE AREA | 4 | Mech | 1000 | 300 | ok
1077 | CM/H/707-710 | CHAITANYAPUR PUMPING STATION(NEAR STORE AREA) | Chaitanyapur | Usable Material List/ SERVICEABLE MATERIAL | ф600*400 | DF REDUCER | Cast Iron | STORE AREA | 4 | Mech | 1000 | 300 | ok
1078 | CM/H/715-716 | CHAITANYAPUR PUMPING STATION(NEAR STORE AREA) | Chaitanyapur | Usable Material List/ SERVICEABLE MATERIAL | ф750*750 | SOCKET | Cast Iron | STORE AREA | 2 | Ele | 1000 | 150 | ok
1079 | CT/H/132 | CHAITANYAPUR PUMPING STATION(NEAR STORE AREA) | Chaitanyapur | Usable Material List/ SERVICEABLE MATERIAL | ф1100*1100*600 | Y TEE | Cast Iron | STORE AREA | 1 | Mech | 1000 | 300 | ok
1080 | CT/H/143 | CHAITANYAPUR PUMPING STATION(NEAR STORE AREA) | Chaitanyapur | Usable Material List/ SERVICEABLE MATERIAL | ф400*400*200 | Y TEE | Cast Iron | STORE AREA | 1 | Mech | 1000 | 300 | ok
1081 | CP/H/649 | CHAITANYAPUR PUMPING STATION(NEAR STORE AREA) | Chaitanyapur | Usable Material List/ SERVICEABLE MATERIAL | ф750*1 | DFP | Cast Iron | STORE AREA | 1 | Mech | 1000 | 300 | ok
1082 | CP/H/650 | CHAITANYAPUR PUMPING STATION(NEAR STORE AREA) | Chaitanyapur | Usable Material List/ SERVICEABLE MATERIAL | ф500*1.2 | DFP | Cast Iron | STORE AREA | 1 | Mech | 1000 | 300 | ok
1083 | CP/H/651 | CHAITANYAPUR PUMPING STATION(NEAR STORE AREA) | Chaitanyapur | Usable Material List/ SERVICEABLE MATERIAL | ф600*1 | DFP | Cast Iron | STORE AREA | 1 | Mech | 1000 | 300 | ok
1084 | BM38 | BASHUDEBPUR STORE NO. 1 (USABLE MATERIAL) | Basudevpur | Usable Material List/ SERVICEABLE MATERIAL | ф200*22.5˚ | DFB | CAST IRON | STORE 1 | 1 | Mech | 1000 | 300 | ok
1085 | BM44-48 | BASHUDEBPUR STORE NO. 1 (USABLE MATERIAL) | Basudevpur | Usable Material List/ SERVICEABLE MATERIAL | ф150 | LRC | CAST IRON | STORE 1 | 5 | Ele | 1000 | 150 | ok
1086 | BM58-59 | BASHUDEBPUR STORE NO. 1 (USABLE MATERIAL) | Basudevpur | Usable Material List/ SERVICEABLE MATERIAL | ф400 | SOCKET TAIL PIECE | CAST IRON | STORE 1 | 2 | Ele | 1000 | 150 | ok
1087 | BM62-63 | BASHUDEBPUR STORE NO. 1 (USABLE MATERIAL) | Basudevpur | Usable Material List/ SERVICEABLE MATERIAL | ф150 | SOCKET TAIL PIECE | CAST IRON | STORE 1 | 2 | Ele | 1000 | 150 | ok
1088 | BM64-65 | BASHUDEBPUR STORE NO. 1 (USABLE MATERIAL) | Basudevpur | Usable Material List/ SERVICEABLE MATERIAL | ф100 | SOCKET TAIL PIECE | CAST IRON | STORE 1 | 2 | Ele | 1000 | 150 | ok
1089 | BM66 | BASHUDEBPUR STORE NO. 1 (USABLE MATERIAL) | Basudevpur | Usable Material List/ SERVICEABLE MATERIAL | ф100*90˚ | DFB | CAST IRON | STORE 1 | 1 | Mech | 1000 | 300 | ok
1090 | BM67 | BASHUDEBPUR STORE NO. 1 (USABLE MATERIAL) | Basudevpur | Usable Material List/ SERVICEABLE MATERIAL | ф100*90˚ | DFB | CAST IRON | STORE 1 | 1 | Mech | 1000 | 300 | ok
1091 | BM77 | BASHUDEBPUR STORE NO. 1 (USABLE MATERIAL) | Basudevpur | Usable Material List/ SERVICEABLE MATERIAL | ф80 | DART BOX | CAST IRON | STORE 1 | 1 | Mech | 1000 | 300 | ok
1092 | BM541 | BASHUDEBPUR STORE NO. 1 (USABLE MATERIAL) | Basudevpur | Usable Material List/ SERVICEABLE MATERIAL | ф6 | BRANCHES | CAST IRON | STORE 1 | 1 | Mech | 1000 | 300 | ok
1093 | BM556 | BASHUDEBPUR STORE NO. 1 (USABLE MATERIAL) | Basudevpur | Usable Material List/ SERVICEABLE MATERIAL | ф90*90*8 | ANGLE | CAST IRON | STORE 1 | 1 | Mech | 1000 | 300 | ok
1094 | BP4 | BASHUDEBPUR STORE NO. 1 (USABLE MATERIAL) | Basudevpur | Usable Material List/ SERVICEABLE MATERIAL | ф80*200 | DFP | CAST IRON | STORE 1 | 1 | Mech | 1000 | 300 | ok
1095 | BP5 | BASHUDEBPUR STORE NO. 1 (USABLE MATERIAL) | Basudevpur | Usable Material List/ SERVICEABLE MATERIAL | ф150*200 | DFP | CAST IRON | STORE 1 | 1 | Mech | 1000 | 300 | ok
1096 | BP13 | BASHUDEBPUR STORE NO. 1 (USABLE MATERIAL) | Basudevpur | Usable Material List/ SERVICEABLE MATERIAL | ф150*1.5m | DFP | CAST IRON | STORE 1 | 1 | Mech | 1000 | 300 | ok
1097 | BP14 | BASHUDEBPUR STORE NO. 1 (USABLE MATERIAL) | Basudevpur | Usable Material List/ SERVICEABLE MATERIAL | ф80*2m | DFP | CAST IRON | STORE 1 | 1 | Mech | 1000 | 300 | ok
1098 | BP38 | BASHUDEBPUR STORE NO. 1 (USABLE MATERIAL) | Basudevpur | Usable Material List/ SERVICEABLE MATERIAL | ф80*300 | DFP | CAST IRON | STORE 1 | 1 | Mech | 1000 | 300 | ok
1099 | BP52 | BASHUDEBPUR STORE NO. 1 (USABLE MATERIAL) | Basudevpur | Usable Material List/ SERVICEABLE MATERIAL | ф80*1.5m | DFP | CAST IRON | STORE 1 | 1 | Mech | 1000 | 300 | ok
1100 | BP59 | BASHUDEBPUR STORE NO. 1 (USABLE MATERIAL) | Basudevpur | Usable Material List/ SERVICEABLE MATERIAL | ф150*1.5m | DFP | CAST IRON | STORE 1 | 1 | Mech | 1000 | 300 | ok
1101 | BE 133 | BASHUDEBPUR STORE NO. 2(USABLE MATERIAL) | Basudevpur | Usable Material List/ SERVICEABLE MATERIAL |  | SUMP CABLE |  | STORE 2 | 1 | Ele | 1000 | 150 | ok
1102 | CM/S3/441-445 | CHAITANYAPUR STORE NO. 3(USABLE MATERIAL) | Chaitanyapur | Usable Material List/ SERVICEABLE MATERIAL | 400MM | LRC |  | STORE 3 | 5 | Ele | 1000 | 150 | ok
1103 | CM/S3/498-499 | CHAITANYAPUR STORE NO. 3(USABLE MATERIAL) | Chaitanyapur | Usable Material List/ SERVICEABLE MATERIAL | 250MM | SOCKET TAIL PIECE |  | STORE 3 | 2 | Ele | 1000 | 150 | ok
1104 | CM/S4/220-224 | CHAITANYAPUR STORE NO 4(USABLE MATERIAL) | Chaitanyapur | Usable Material List/ SERVICEABLE MATERIAL | 80*90DEGREE | P BEND |  | STORE 4 | 5 | Mech | 1000 | 300 | ok
1105 | CM/S4/281-285 | CHAITANYAPUR STORE NO 4(USABLE MATERIAL) | Chaitanyapur | Usable Material List/ SERVICEABLE MATERIAL | 150*90 | P BEND |  | STORE 4 | 5 | Mech | 1000 | 300 | ok
1106 | GM/75 | GEONKHALI OLD 25 MGD WTP STORE 1 | Geonkhali | Usable Material List/ SERVICEABLE MATERIAL |  | SELECTOR SWITCH |  | STORE 1 | 1 | Ele | 1000 | 150 | ok
1107 | CM/S1/6 | CHAITANYAPUR STORE 1 (UNUSABLE MATERIAL) | Chaitanyapur | UNSERVICEABLE/Unusable MATERIAL |  | SCRAP CABLE AREA |  | STORE 1 | 1 | Scrap | 1000 | 50 | ok
1108 | CM/S2/16 | CHAITANYAPUR STORE 2A (UNUSABLE MATERIAL) | Chaitanyapur | UNSERVICEABLE/Unusable MATERIAL |  | SCRAP CABLE AREA |  | STORE 2A | 1 | Scrap | 1000 | 50 | ok
1109 | CM/S4/258-260 | CHAITANYAPUR STORE NO 4(USABLE MATERIAL) | Chaitanyapur | Usable Material List/ SERVICEABLE MATERIAL | 80*2MM | DF PIPE |  | STORE 4 | 3 | pipe | 720 | 720 | ok
1110 | CM/H/357-358 | CHAITANYAPUR PUMPING STATION(NEAR STORE AREA) | Chaitanyapur | Usable Material List/ SERVICEABLE MATERIAL | ф750 | SPIGOT TAIL PIECE | Cast Iron | STORE AREA | 2 | Mech | 944 | 283.2 | ok
1111 | CM/H/359-360 | CHAITANYAPUR PUMPING STATION(NEAR STORE AREA) | Chaitanyapur | Usable Material List/ SERVICEABLE MATERIAL | ф600 | SPIGOT TAIL PIECE | Cast Iron | STORE AREA | 2 | Mech | 944 | 283.2 | ok
1112 | BM94-95 | BASHUDEBPUR STORE NO. 1 (USABLE MATERIAL) | Basudevpur | Usable Material List/ SERVICEABLE MATERIAL | ф100 | SPIGOT TAIL PIECE | CAST IRON | STORE 1 | 2 | Mech | 944 | 283.2 | ok
1113 | BM96-97 | BASHUDEBPUR STORE NO. 1 (USABLE MATERIAL) | Basudevpur | Usable Material List/ SERVICEABLE MATERIAL | ф80 | SPIGOT TAIL PIECE | CAST IRON | STORE 1 | 2 | Mech | 944 | 283.2 | ok
1114 | BM186-187 | BASHUDEBPUR STORE NO. 1 (USABLE MATERIAL) | Basudevpur | Usable Material List/ SERVICEABLE MATERIAL | ф350 | SPIGOT TAIL PIECE | CAST IRON | STORE 1 | 2 | Mech | 944 | 283.2 | ok
1115 | BM205-206 | BASHUDEBPUR STORE NO. 1 (USABLE MATERIAL) | Basudevpur | Usable Material List/ SERVICEABLE MATERIAL | ф200 | SPIGOT TAIL PIECE | CAST IRON | STORE 1 | 2 | Mech | 944 | 283.2 | ok
1116 | CM/S1/50-51 | CHAITANYAPUR STORE NO. 1(USABLE MATERIAL) | Chaitanyapur | Usable Material List/ SERVICEABLE MATERIAL |  | BOX JOINT PARTS | 2 | STORE 1 | 2 | Mech | 920 | 276 | ok
1117 | BM15-18 | BASHUDEBPUR STORE NO. 1 (USABLE MATERIAL) | Basudevpur | Usable Material List/ SERVICEABLE MATERIAL | Ф150 | LRC | CAST IRON | STORE 1 | 4 | Ele | 800 | 120 | ok
1118 | BM244-247 | BASHUDEBPUR STORE NO. 1 (USABLE MATERIAL) | Basudevpur | Usable Material List/ SERVICEABLE MATERIAL | ф600 | LRC | CAST IRON | STORE 1 | 4 | Ele | 800 | 120 | ok
1119 | BM365-368 | BASHUDEBPUR STORE NO. 1 (USABLE MATERIAL) | Basudevpur | Usable Material List/ SERVICEABLE MATERIAL | ф350 | LRC | CAST IRON | STORE 1 | 4 | Ele | 800 | 120 | ok
1120 | BM369-372 | BASHUDEBPUR STORE NO. 1 (USABLE MATERIAL) | Basudevpur | Usable Material List/ SERVICEABLE MATERIAL | ф300 | LRC | CAST IRON | STORE 1 | 4 | Ele | 800 | 120 | ok
1121 | CM/S3/48-51 | CHAITANYAPUR STORE NO. 3(USABLE MATERIAL) | Chaitanyapur | Usable Material List/ SERVICEABLE MATERIAL | 600MM | LRC |  | STORE 3 | 4 | Ele | 800 | 120 | ok
1122 | CM/S4/286-289 | CHAITANYAPUR STORE NO 4(USABLE MATERIAL) | Chaitanyapur | Usable Material List/ SERVICEABLE MATERIAL | 150*45 | P BEND |  | STORE 4 | 4 | Mech | 800 | 240 | ok
1123 | BE 11 | BASHUDEBPUR STORE NO. 2(USABLE MATERIAL) | Basudevpur | Usable Material List/ SERVICEABLE MATERIAL |  | POWER CONTRACTOR |  | STORE 2 | 1 | Ele | 780 | 117 | ok
1124 | BE 12 | BASHUDEBPUR STORE NO. 2(USABLE MATERIAL) | Basudevpur | Usable Material List/ SERVICEABLE MATERIAL |  | POWER CONTRACTOR |  | STORE 2 | 1 | Ele | 780 | 117 | ok
1125 | BE 70 | BASHUDEBPUR STORE NO. 2(USABLE MATERIAL) | Basudevpur | Usable Material List/ SERVICEABLE MATERIAL | 3 STAR | LINE COTACTOR |  | STORE 2 | 1 | Ele | 780 | 117 | ok
1126 | BE 85 | BASHUDEBPUR STORE NO. 2(USABLE MATERIAL) | Basudevpur | Usable Material List/ SERVICEABLE MATERIAL | 200 A | POWER CONTRACTOR |  | STORE 2 | 1 | Ele | 780 | 117 | ok
1127 | CM/H/249-251 | CHAITANYAPUR PUMPING STATION(NEAR STORE AREA) | Chaitanyapur | Usable Material List/ SERVICEABLE MATERIAL | ф400*250 | DF REDUCER | Cast Iron | STORE AREA | 3 | Mech | 750 | 225 | ok
1128 | CM/H/252-254 | CHAITANYAPUR PUMPING STATION(NEAR STORE AREA) | Chaitanyapur | Usable Material List/ SERVICEABLE MATERIAL | ф600*300 | DF REDUCER | Cast Iron | STORE AREA | 3 | Mech | 750 | 225 | ok
1129 | CM/H/366-369 | CHAITANYAPUR PUMPING STATION(NEAR STORE AREA) | Chaitanyapur | Usable Material List/ SERVICEABLE MATERIAL | ф500*300 | DF REDUCER | Cast Iron | STORE AREA | 3 | Mech | 750 | 225 | ok
1130 | BM/A/3 | BASUDEVPUR PUMPING STATION | Basudevpur | Usable Material List/ SERVICEABLE MATERIAL | ф500 | SPG TAIL PIECE | Cast Iron | FRONT AREA | 1 | Mech | 708 | 212.4 | ok
1131 | BM/A/47 | BASUDEVPUR PUMPING STATION | Basudevpur | Usable Material List/ SERVICEABLE MATERIAL | ф750 | SPG TAIL PIECE | Cast Iron | FRONT AREA | 1 | Mech | 708 | 212.4 | ok
1132 | BM/A/48 | BASUDEVPUR PUMPING STATION | Basudevpur | Usable Material List/ SERVICEABLE MATERIAL | ф500 | SPG TAIL PIECE | Cast Iron | FRONT AREA | 1 | Mech | 708 | 212.4 | ok
1133 | BM/A/53 | BASUDEVPUR PUMPING STATION | Basudevpur | Usable Material List/ SERVICEABLE MATERIAL | ф600 | SPG TAIL PIECE | Cast Iron | FRONT AREA | 1 | Mech | 708 | 212.4 | ok
1134 | BM/A/63 | BASUDEVPUR PUMPING STATION | Basudevpur | Usable Material List/ SERVICEABLE MATERIAL | ф600 | SPG TAIL PIECE | Cast Iron | FRONT AREA | 1 | Mech | 708 | 212.4 | ok
1135 | BM/A/77 | BASUDEVPUR PUMPING STATION | Basudevpur | Usable Material List/ SERVICEABLE MATERIAL | ф750 | SPG TAIL PIECE | Cast Iron | FRONT AREA | 1 | Mech | 708 | 212.4 | ok
1136 | GM/A/85 | GEONKHALI OLD 25 MGD WTP | Geonkhali | Usable Material List/ SERVICEABLE MATERIAL | ф1100 | FLANGE SOCKET | Cast Iron | Beside Substation | 1 | Mech | 700 | 210 | ok
1137 | GM/A/86 | GEONKHALI OLD 25 MGD WTP | Geonkhali | Usable Material List/ SERVICEABLE MATERIAL | ф1100 | FLANGE SPIGOT | Cast Iron | Beside Substation | 1 | Mech | 700 | 210 | ok
1138 | CM/H/214 | CHAITANYAPUR PUMPING STATION(NEAR STORE AREA) | Chaitanyapur | Usable Material List/ SERVICEABLE MATERIAL | ф750 | FLANGE SOCKET | Cast Iron | STORE AREA | 1 | Mech | 700 | 210 | ok
1139 | BM98 | BASHUDEBPUR STORE NO. 1 (USABLE MATERIAL) | Basudevpur | Usable Material List/ SERVICEABLE MATERIAL | ф80*90˚ | PFB | CAST IRON | STORE 1 | 1 | Ele | 700 | 105 | ok
1140 | BE 78 | BASHUDEBPUR STORE NO. 2(USABLE MATERIAL) | Basudevpur | Usable Material List/ SERVICEABLE MATERIAL |  | DOUBLE POLE TIMER |  | STORE 2 | 1 | Mech | 664 | 199.2 | 0 | it has no commercial value
1141 | HP/A/4 | HATIBERIA PUMPING STATION | Hatiberia | UNSERVICEABLE/Unusable MATERIAL | ф300*200mm | PIPE | CAST IRON | FRONT AREA | 1 | pipe | 490.92 | 490.92 | scrap | Only Weightage/Scrap Value is considered
1142 | CM/S4/305 | CHAITANYAPUR STORE NO 4(USABLE MATERIAL) | Chaitanyapur | Usable Material List/ SERVICEABLE MATERIAL | 150*700L | DF PIPE |  | STORE 4 | 1 | pipe | 482.7 | 482.7 | ok
1143 | BP80 | BASHUDEBPUR STORE NO. 1 (USABLE MATERIAL) | Basudevpur | Usable Material List/ SERVICEABLE MATERIAL | ф80 | GI PIPE | GI | STORE 1 | 1 | pipe | 480 | 480 | ok
1144 | BP81 | BASHUDEBPUR STORE NO. 1 (USABLE MATERIAL) | Basudevpur | Usable Material List/ SERVICEABLE MATERIAL | ф80 | GI PIPE | GI | STORE 1 | 1 | pipe | 480 | 480 | ok
1145 | BP 12 | BASHUDEBPUR STORE NO. 2(USABLE MATERIAL) | Basudevpur | Usable Material List/ SERVICEABLE MATERIAL | 32MM | GI PIPE | CAST IRON | STORE 2 | 1 | pipe | 480 | 480 | ok
1146 | HP/PS/4 | HATIBERIA STORE (USABLE MATERIAL) | Hatiberia | Usable Material List/ SERVICEABLE MATERIAL | ф25.4*5FT | GI PIPE |  | STOTRE | 1 | pipe | 480 | 480 | ok
1147 | CM/H/300 | CHAITANYAPUR PUMPING STATION(NEAR STORE AREA) | Chaitanyapur | Usable Material List/ SERVICEABLE MATERIAL | Ф600x11.25˚ | AF BEND | Cast Iron | STORE AREA | 1 | Mech | 600 | 180 | ok
1148 | CM/H/683-685 | CHAITANYAPUR PUMPING STATION(NEAR STORE AREA) | Chaitanyapur | Usable Material List/ SERVICEABLE MATERIAL | ф650 | RING | Cast Iron | STORE AREA | 3 | Mech | 600 | 180 | ok
1149 | BM/A/72 | BASUDEVPUR PUMPING STATION | Basudevpur | Usable Material List/ SERVICEABLE MATERIAL | ф350*45˚ | AF BEND | Cast Iron | FRONT AREA | 1 | Mech | 600 | 180 | ok
1150 | BE 145-150 | BASHUDEBPUR STORE NO. 2(USABLE MATERIAL) | Basudevpur | Usable Material List/ SERVICEABLE MATERIAL | 12 MF | CAPACITOR |  | STORE 2 | 6 | Ele | 600 | 90 | ok
1151 | CM/S3/61-63 | CHAITANYAPUR STORE NO. 3(USABLE MATERIAL) | Chaitanyapur | Usable Material List/ SERVICEABLE MATERIAL | 150MM | LRC |  | STORE 3 | 3 | Ele | 600 | 90 | ok
1152 | CM/S3/435-437 | CHAITANYAPUR STORE NO. 3(USABLE MATERIAL) | Chaitanyapur | Usable Material List/ SERVICEABLE MATERIAL | 750MM | LRC |  | STORE 3 | 3 | Ele | 600 | 90 | ok
1153 | CM/S3/438-440 | CHAITANYAPUR STORE NO. 3(USABLE MATERIAL) | Chaitanyapur | Usable Material List/ SERVICEABLE MATERIAL | 500MM | LRC |  | STORE 3 | 3 | Ele | 600 | 90 | ok
1154 | CM/S3/486-488 | CHAITANYAPUR STORE NO. 3(USABLE MATERIAL) | Chaitanyapur | Usable Material List/ SERVICEABLE MATERIAL | 250MM | LRC |  | STORE 3 | 3 | Ele | 600 | 90 | ok
1155 | GM/39-50 | GEONKHALI OLD 25 MGD WTP STORE 1 | Geonkhali | Usable Material List/ SERVICEABLE MATERIAL |  | SMALL SWITCH BOX |  | STORE 1 | 12 | Ele | 600 | 90 | ok
1156 | GM/435-437 | GEONKHALI OLD 25 MGD WTP STORE 1 | Geonkhali | Usable Material List/ SERVICEABLE MATERIAL |  | BREAKER HANDLE |  | STORE 1 | 3 | Mech | 600 | 180 | ok
1157 | GM/32-37 | GEONKHALI OLD 25 MGD WTP STORE 6 | Geonkhali | Usable Material List/ SERVICEABLE MATERIAL | 1250KVA | TRANSFORMER REJECT READY WATER |  | STORE 6 | 6 | Mech | 600 | 0
1158 | HM/A/16 | HATIBERIA PUMPING STATION | Hatiberia | Usable Material List/ SERVICEABLE MATERIAL | ф500 | SOCKET | Cast Iron | FRONT AREA | 1 | Ele | 500 | 75 | ok
1159 | CM/H/264 | CHAITANYAPUR PUMPING STATION(NEAR STORE AREA) | Chaitanyapur | Usable Material List/ SERVICEABLE MATERIAL | ф750 | SOCKET TAIL PIECE | Cast Iron | STORE AREA | 1 | Ele | 500 | 75 | ok
1160 | CM/H/335-336 | CHAITANYAPUR PUMPING STATION(NEAR STORE AREA) | Chaitanyapur | Usable Material List/ SERVICEABLE MATERIAL | ф500*250 | DF REDUCER | Cast Iron | STORE AREA | 2 | Mech | 500 | 150 | ok
1161 | CM/H/345 | CHAITANYAPUR PUMPING STATION(NEAR STORE AREA) | Chaitanyapur | Usable Material List/ SERVICEABLE MATERIAL | ф600 | SOCKET TAIL PIECE | Cast Iron | STORE AREA | 1 | Ele | 500 | 75 | ok
1162 | CM/H/362 | CHAITANYAPUR PUMPING STATION(NEAR STORE AREA) | Chaitanyapur | Usable Material List/ SERVICEABLE MATERIAL | ф750 | SOCKET TAIL PIECE | Cast Iron | STORE AREA | 1 | Ele | 500 | 75 | ok
1163 | CM/H/370-372 | CHAITANYAPUR PUMPING STATION(NEAR STORE AREA) | Chaitanyapur | Usable Material List/ SERVICEABLE MATERIAL | ф500*250 | DF REDUCER | Cast Iron | STORE AREA | 2 | Mech | 500 | 150 | ok
1164 | CM/H/422-423 | CHAITANYAPUR PUMPING STATION(NEAR STORE AREA) | Chaitanyapur | Usable Material List/ SERVICEABLE MATERIAL | ф350*300 | DF REDUCER | Cast Iron | STORE AREA | 2 | Mech | 500 | 150 | ok
1165 | CM/H/426 | CHAITANYAPUR PUMPING STATION(NEAR STORE AREA) | Chaitanyapur | Usable Material List/ SERVICEABLE MATERIAL | ф350 | SOCKET TAIL PIECE | Cast Iron | STORE AREA | 1 | Ele | 500 | 75 | ok
1166 | CM/H/434-435 | CHAITANYAPUR PUMPING STATION(NEAR STORE AREA) | Chaitanyapur | Usable Material List/ SERVICEABLE MATERIAL | ф600*400 | DF REDUCER | Cast Iron | STORE AREA | 2 | Mech | 500 | 150 | ok
1167 | CM/H/547 | CHAITANYAPUR PUMPING STATION(NEAR STORE AREA) | Chaitanyapur | Usable Material List/ SERVICEABLE MATERIAL | ф1100 | SOCKET TAIL PIECE | Cast Iron | STORE AREA | 1 | Ele | 500 | 75 | ok
1168 | CM/H/579-580 | CHAITANYAPUR PUMPING STATION(NEAR STORE AREA) | Chaitanyapur | Usable Material List/ SERVICEABLE MATERIAL | ф1100*750 | DF REDUCER | Cast Iron | STORE AREA | 2 | Mech | 500 | 150 | ok
1169 | CT/H/12 | CHAITANYAPUR PUMPING STATION(NEAR STORE AREA) | Chaitanyapur | Usable Material List/ SERVICEABLE MATERIAL | ф350*350*80 | SOCKET TEE | Cast Iron | STORE AREA | 1 | Ele | 500 | 75 | ok
1170 | CM/H/711-712 | CHAITANYAPUR PUMPING STATION(NEAR STORE AREA) | Chaitanyapur | Usable Material List/ SERVICEABLE MATERIAL | ф500*350 | DF REDUCER | Cast Iron | STORE AREA | 2 | Mech | 500 | 150 | ok
1171 | CM/H/713-714 | CHAITANYAPUR PUMPING STATION(NEAR STORE AREA) | Chaitanyapur | Usable Material List/ SERVICEABLE MATERIAL | ф600*400 | DF REDUCER | Cast Iron | STORE AREA | 2 | Mech | 500 | 150 | ok
1172 | BT/A/07 | BASUDEVPUR PUMPING STATION | Basudevpur | Usable Material List/ SERVICEABLE MATERIAL | ф600*600*150 | SOCKET TEE | Cast Iron | FRONT AREA | 1 | Ele | 500 | 75 | ok
1173 | BT/A/08 | BASUDEVPUR PUMPING STATION | Basudevpur | Usable Material List/ SERVICEABLE MATERIAL | ф350*350*80 | SOCKET TEE | Cast Iron | FRONT AREA | 1 | Ele | 500 | 75 | ok
1174 | BM57 | BASHUDEBPUR STORE NO. 1 (USABLE MATERIAL) | Basudevpur | Usable Material List/ SERVICEABLE MATERIAL | ф150 | SOCKET TAIL PIECE | CAST IRON | STORE 1 | 1 | Ele | 500 | 75 | ok
1175 | BM60 | BASHUDEBPUR STORE NO. 1 (USABLE MATERIAL) | Basudevpur | Usable Material List/ SERVICEABLE MATERIAL | ф300 | SOCKET TAIL PIECE | CAST IRON | STORE 1 | 1 | Ele | 500 | 75 | ok
1176 | BM61 | BASHUDEBPUR STORE NO. 1 (USABLE MATERIAL) | Basudevpur | Usable Material List/ SERVICEABLE MATERIAL | ф250 | SOCKET TAIL PIECE | CAST IRON | STORE 1 | 1 | Ele | 500 | 75 | ok
1177 | BE 58 | BASHUDEBPUR STORE NO. 2(USABLE MATERIAL) | Basudevpur | Usable Material List/ SERVICEABLE MATERIAL |  | LUBRICATING MOTOR |  | STORE 2 | 1 | ele | 500 | 150 | ok
1178 | BE 120 | BASHUDEBPUR STORE NO. 2(USABLE MATERIAL) | Basudevpur | Usable Material List/ SERVICEABLE MATERIAL |  | TRANSFORMER OIL |  | STORE 2 | 1 | Mech | 500 | 0 | ok
1179 | BE 121 | BASHUDEBPUR STORE NO. 2(USABLE MATERIAL) | Basudevpur | Usable Material List/ SERVICEABLE MATERIAL |  | TRANSFORMER OIL |  | STORE 2 | 1 | Mech | 500 | 0 | ok
1180 | GM/463 | GEONKHALI OLD 25 MGD WTP STORE 1 | Geonkhali | Usable Material List/ SERVICEABLE MATERIAL |  | BRKR PARTS |  | STORE 1 | 1 | Mech | 500 | 150 | ok
1181 | HM/A/17 | HATIBERIA PUMPING STATION | Hatiberia | Usable Material List/ SERVICEABLE MATERIAL | ф500 | SPIGOT | Cast Iron | FRONT AREA | 1 | Mech | 472 | 141.6 | ok
1182 | CM/H/238 | CHAITANYAPUR PUMPING STATION(NEAR STORE AREA) | Chaitanyapur | Usable Material List/ SERVICEABLE MATERIAL | ф350 | SPIGOT | Cast Iron | STORE AREA | 1 | Mech | 472 | 141.6 | ok
1183 | CM/H/239 | CHAITANYAPUR PUMPING STATION(NEAR STORE AREA) | Chaitanyapur | Usable Material List/ SERVICEABLE MATERIAL | ф450 | SPIGOT | Cast Iron | STORE AREA | 1 | Mech | 472 | 141.6 | ok
1184 | CM/H/265 | CHAITANYAPUR PUMPING STATION(NEAR STORE AREA) | Chaitanyapur | Usable Material List/ SERVICEABLE MATERIAL | ф400 | SPIGOT | Cast Iron | STORE AREA | 1 | Mech | 472 | 141.6 | ok
1185 | CM/H/297 | CHAITANYAPUR PUMPING STATION(NEAR STORE AREA) | Chaitanyapur | Usable Material List/ SERVICEABLE MATERIAL | ф400 | SPIGOT | Cast Iron | STORE AREA | 1 | Mech | 472 | 141.6 | ok
1186 | CM/H/298 | CHAITANYAPUR PUMPING STATION(NEAR STORE AREA) | Chaitanyapur | Usable Material List/ SERVICEABLE MATERIAL | ф500 | SPIGOT | Cast Iron | STORE AREA | 1 | Mech | 472 | 141.6 | ok
1187 | CM/H/299 | CHAITANYAPUR PUMPING STATION(NEAR STORE AREA) | Chaitanyapur | Usable Material List/ SERVICEABLE MATERIAL | ф600 | SPIGOT | Cast Iron | STORE AREA | 1 | Mech | 472 | 141.6 | ok
1188 | CM/H/332 | CHAITANYAPUR PUMPING STATION(NEAR STORE AREA) | Chaitanyapur | Usable Material List/ SERVICEABLE MATERIAL | ф750 | SPIGOT TAIL PIECE | Cast Iron | STORE AREA | 1 | Mech | 472 | 141.6 | ok
1189 | CM/H/384 | CHAITANYAPUR PUMPING STATION(NEAR STORE AREA) | Chaitanyapur | Usable Material List/ SERVICEABLE MATERIAL | ф350 | SPIGOT TAIL PIECE | Cast Iron | STORE AREA | 1 | Mech | 472 | 141.6 | ok
1190 | CM/H/425 | CHAITANYAPUR PUMPING STATION(NEAR STORE AREA) | Chaitanyapur | Usable Material List/ SERVICEABLE MATERIAL | ф350 | SPIGOT TAIL PIECE | Cast Iron | STORE AREA | 1 | Mech | 472 | 141.6 | ok
1191 | CM/H/448 | CHAITANYAPUR PUMPING STATION(NEAR STORE AREA) | Chaitanyapur | Usable Material List/ SERVICEABLE MATERIAL | ф600 | SPIGOT TAIL PIECE | Cast Iron | STORE AREA | 1 | Mech | 472 | 141.6 | ok
1192 | CM/H/382 | CHAITANYAPUR PUMPING STATION | Chaitanyapur | UNSERVICEABLE/Unusable MATERIAL | ф600 | SPIGOT TAIL PIECE | CAST IRON | STORE AREA | 1 | Mech | 472 | 94.4 | ok
1193 | BM33 | BASHUDEBPUR STORE NO. 1 (USABLE MATERIAL) | Basudevpur | Usable Material List/ SERVICEABLE MATERIAL | ф100 | SPIGOT TAIL PIECE | CAST IRON | STORE 1 | 1 | Mech | 472 | 141.6 | ok
1194 | CM/S3/341 | CHAITANYAPUR STORE NO. 3(USABLE MATERIAL) | Chaitanyapur | Usable Material List/ SERVICEABLE MATERIAL | 350MM | SPIGOT TAIL PIECE |  | STORE 3 | 1 | Mech | 472 | 141.6 | ok
1195 | GM/B/108 | GEONKHALI OLD 25 MGD WTP | Geonkhali | Usable Material List/ SERVICEABLE MATERIAL | ф1000 | DUMMY PLUG | Cast Iron | BESIDE CHEMICALHOUSE | 1 | Mech | 400 | 120 | ok
1196 | CM/S3/52-53 | CHAITANYAPUR STORE NO. 3(USABLE MATERIAL) | Chaitanyapur | Usable Material List/ SERVICEABLE MATERIAL | 500MM | LRC |  | STORE 3 | 2 | Ele | 400 | 60 | ok
1197 | CM/S3/64-65 | CHAITANYAPUR STORE NO. 3(USABLE MATERIAL) | Chaitanyapur | Usable Material List/ SERVICEABLE MATERIAL | 250MM | LRC |  | STORE 3 | 2 | Ele | 400 | 60 | ok
1198 | GM/5 | GEONKHALI OLD 25 MGD WTP STORE 1 | Geonkhali | Usable Material List/ SERVICEABLE MATERIAL | 3.5/22ROUND | ALUMINIUM WIRE |  | STORE 1 | 1 | Mech | 350 | 105 | ok
1199 | GM/A/89 | GEONKHALI OLD 25 MGD WTP | Geonkhali | Usable Material List/ SERVICEABLE MATERIAL | ф1100X2.3 | BARREL PIECE | Cast Iron | Beside Substation | 1 | Mech | 336 | 100.8 | ok
1200 | BE 49 | BASHUDEBPUR STORE NO. 2(USABLE MATERIAL) | Basudevpur | Usable Material List/ SERVICEABLE MATERIAL |  | WATER PRESSURE METER |  | STORE 2 | 1 | Mech | 300 | 90 | ok
1201 | GM/58-60 | GEONKHALI OLD 25 MGD WTP STORE 1 | Geonkhali | Usable Material List/ SERVICEABLE MATERIAL |  | LIGHT SET |  | STORE 1 | 3 | Ele | 300 | 45 | ok
1202 | GM/152-154 | GEONKHALI OLD 25 MGD WTP STORE 1 | Geonkhali | Usable Material List/ SERVICEABLE MATERIAL |  | CAPACITOR |  | STORE 1 | 3 | Ele | 300 | 45 | ok
1203 | CM/H/337 | CHAITANYAPUR PUMPING STATION(NEAR STORE AREA) | Chaitanyapur | Usable Material List/ SERVICEABLE MATERIAL | ф500*300 | DF REDUCER | Cast Iron | STORE AREA | 1 | Mech | 250 | 75 | ok
1204 | CM/H/338 | CHAITANYAPUR PUMPING STATION(NEAR STORE AREA) | Chaitanyapur | Usable Material List/ SERVICEABLE MATERIAL | ф500*300 | DF REDUCER | Cast Iron | STORE AREA | 1 | Mech | 250 | 75 | ok
1205 | CM/H/433 | CHAITANYAPUR PUMPING STATION(NEAR STORE AREA) | Chaitanyapur | Usable Material List/ SERVICEABLE MATERIAL | ф600*500 | DF REDUCER | Cast Iron | STORE AREA | 1 | Mech | 250 | 75 | ok
1206 | BM/B/90 | BASUDEVPUR PUMPING STATION | Basudevpur | Usable Material List/ SERVICEABLE MATERIAL | ф250*150 | DF REDUCER | Cast Iron | NEAR PUMP HOUSE | 1 | Mech | 250 | 75 | ok
1207 | CM/H/380 | CHAITANYAPUR PUMPING STATION | Chaitanyapur | UNSERVICEABLE/Unusable MATERIAL | ф450*250 | DF REDUCER | CAST IRON | STORE AREA | 1 | Mech | 250 | 50 | ok
1208 | GM/44 | GEONKHALI OLD 25 MGD WTP STORE 2 | Geonkhali | Usable Material List/ SERVICEABLE MATERIAL |  | RUBBER MAT |  | STORE 2 | 1 | Mech | 250 | 75 | ok
1209 | GM/424-426 | GEONKHALI OLD 25 MGD WTP STORE 1 | Geonkhali | Usable Material List/ SERVICEABLE MATERIAL |  | FUSE |  | STORE 1 | 3 | Ele | 240 | 36 | ok
1210 | GM/417-423 | GEONKHALI OLD 25 MGD WTP STORE 1 | Geonkhali | Usable Material List/ SERVICEABLE MATERIAL |  | STAT BOLT |  | STORE 1 | 7 | Ele | 210 | 31.5 | ok
1211 | BM 47 | BASHUDEBPUR STORE NO. 2(USABLE MATERIAL) | Basudevpur | Usable Material List/ SERVICEABLE MATERIAL | ф250 | LRC | CAST IRON | STORE 2 | 1 | Ele | 200 | 30 | ok
1212 | CM/S3/47 | CHAITANYAPUR STORE NO. 3(USABLE MATERIAL) | Chaitanyapur | Usable Material List/ SERVICEABLE MATERIAL | 800MM | LRC |  | STORE 3 | 1 | Ele | 200 | 30 | ok
1213 | CM/S3/434 | CHAITANYAPUR STORE NO. 3(USABLE MATERIAL) | Chaitanyapur | Usable Material List/ SERVICEABLE MATERIAL | 1100MM | LRC |  | STORE 3 | 1 | Ele | 200 | 30 | ok
1214 | CM/S3/481 | CHAITANYAPUR STORE NO. 3(USABLE MATERIAL) | Chaitanyapur | Usable Material List/ SERVICEABLE MATERIAL | 1100MM | LRC |  | STORE 3 | 1 | Ele | 200 | 30 | ok
1215 | CM/S4/209 | CHAITANYAPUR STORE NO 4(USABLE MATERIAL) | Chaitanyapur | Usable Material List/ SERVICEABLE MATERIAL | 150*11.25DEGREE | P BEND |  | STORE 4 | 1 | Mech | 200 | 60 | ok
1216 | CM/S4 317 | CHAITANYAPUR STORE NO 4(USABLE MATERIAL) | Chaitanyapur | Usable Material List/ SERVICEABLE MATERIAL |  | LRC RUBBER CELL |  | STORE 4 | 1 | Ele | 200 | 30 | ok
1217 | HM/S/1 | HATIBERIA STORE (USABLE MATERIAL) | Hatiberia | Usable Material List/ SERVICEABLE MATERIAL | 3*1FT | BUSBAR COVER |  | STOTRE | 1 | Mech | 126 | 37.8 | ok
1218 | BM 69 | BASHUDEBPUR STORE NO. 2(USABLE MATERIAL) | Basudevpur | Usable Material List/ SERVICEABLE MATERIAL | .. | ROPE | ROPE | STORE 2 | 1 | Mech | 100 | 30 | ok
1219 | BE 45 | BASHUDEBPUR STORE NO. 2(USABLE MATERIAL) | Basudevpur | Usable Material List/ SERVICEABLE MATERIAL |  | ROTATING SWITCH |  | STORE 2 | 1 | Ele | 100 | 15 | ok
1220 | GM/51 | GEONKHALI OLD 25 MGD WTP STORE 1 | Geonkhali | Usable Material List/ SERVICEABLE MATERIAL |  | PT |  | STORE 1 | 1 | Mech | 100 | 30 | ok
1221 | GM/19 | GEONKHALI OLD 25 MGD WTP STORE 2 | Geonkhali | Usable Material List/ SERVICEABLE MATERIAL |  | TOP COVER OF GEAR BOX |  | STORE 2 | 1 | Mech | 100 | 30 | ok
1222 | CM/S4/03 | CHAITANYAPUR STORE 4 (UNUSABLE MATERIAL) | Chaitanyapur | UNSERVICEABLE/Unusable MATERIAL |  | TMT BAR |  | STORE 4 | 1 | Mech | 100 | 20 | ok
1223 | BE 44 | BASHUDEBPUR STORE NO. 2(USABLE MATERIAL) | Basudevpur | Usable Material List/ SERVICEABLE MATERIAL |  | LIMIT S/W |  | STORE 2 | 1 | Ele | 70 | 10.5 | ok
1224 | BE 94 | BASHUDEBPUR STORE NO. 2(USABLE MATERIAL) | Basudevpur | Usable Material List/ SERVICEABLE MATERIAL |  | VOLT METER |  | STORE 2 | 1 | Ele | 50 | 7.5 | ok
1225 | BE 29-30 | BASHUDEBPUR STORE NO. 2(USABLE MATERIAL) | Basudevpur | Usable Material List/ SERVICEABLE MATERIAL | 200A | GLASS FUSE |  | STORE 2 | 2 | Ele | 20 | 3 | ok
1226 | BM 65-66 | BASHUDEBPUR STORE NO. 2(USABLE MATERIAL) | Basudevpur | Usable Material List/ SERVICEABLE MATERIAL | .. | HOSE PIPE | FIBER | STORE 2 | 2 | pipe | 0 | 0
1227 | CM/S2/11-15 | CHAITANYAPUR STORE 2A (UNUSABLE MATERIAL) | Chaitanyapur | UNSERVICEABLE/Unusable MATERIAL |  | SUMP |  | STORE 2A | 5 | Mech | 0 | 0